## Title Page
This spreadsheet contains the following information concerning Registered Participants in the NEM:
Sheet | Description
Title Page | This page
Registered Participants | This worksheet contains a list of all Registered Participants, including the category or categories for which each has been registered
Applicants | This worksheet contains a list of all current Applicants for registration.
Participants ceasing registration | This worksheet contains a list of all Registered Participants who have notifed AEMO under clause 2.10 that it wishes to cease to be registered in any category of Registered Participant or that it wishes to terminate any of its classifications or loads, generating units or network services.
Suspended Participants | This worksheet contains a list of all Market Participants who are or are going to be suspended.
Generators and Scheduled Loads | This worksheet contains a list of all Generators and Scheduled Loads.
Exemption - small generation | AEMO may, in accordance with guidelines issued by AEMO, exempt a person from the requirement to register as a Generator, subject to such conditions as AEMO deems appropriate, where (in AEMO's opinion) such an exemption is not inconsistent with the market objective (as per clause 2.2.1(c) of the Rules). This worksheet contains a list of persons exempted from registering as a Generator on the basis of a small generating system. AEMO's guideline for exemption on the basis of a small generating system is published in the Generator Registration Guide.
Exemption - Intermediary | A person who is required to be registered under the National Electricity Law or under the Rules as a Generator may apply to AEMO for an exemption from that requirement to registered (clause 2.9.3(a) of the Rules). AEMO must allow the exemption if the person notified AEMO of the identify of an intermediary to be registered instead of the applicant, with the consent of the intermediary (clause 2.9.3(b) of the Rules). This worksheet contains a list of all persons who have nominated intermediaries and the names of the relevant intermediaries.
Exemption - Central Dispatch | Unless AEMO approves otherwise, a generating unit with a nameplate rating of 30 MW may only be classified as a non-scheduled generating unit (clause 2.2.3(a) of the Rules). A person must not classify a generating unit as a non-scheduled generating unit unless it has obtained AEMO's approval to do so. AEMO must approve the classification if it is satisfied that (clause 2.2.3(b)): (1) the primary purpose for which the unit operates is local use and sent out generation rarely exceeds 30 MW (2) the physical and technical attributes of the relevant unit are such that it is not practicalbe for it to participated in central dispatch; or (3) the output of the unit is intermittent. This worksheet contains a list of all persons registered as a Non-scheduled Generator under clause 2.2.3(b).
Metering Coordinators | This worksheet contains a list of persons who have applied to be a Metering Coordinator under clause 2.4A.
Dedicated Connection Assets | This worksheet contains a list of NSP whom have Dedicated Connection Assets under clause 2.5.1A

## Registered Participants
Registered Participants | ABN / ACN | Generator Market - Scheduled | Generator Market Non-Scheduled | Generator Market Semi-Scheduled | Generator Non-Market - Scheduled | Generator Non-Market Non-Scheduled | Generator Non-Market Semi-Scheduled | Market Small Generation Aggregator | Market Customer | Market Ancillary Service Provider | Metering Coordinator | Market NSP | NSP (Transmission) | NSP (Distribution) | NSP (Other) | Special Participant System Operator | Special Participant Distribution Operator | Trader | Intending | Reallocator
404 | Totals | 31 | 58 | 62 | 0 | 11 | 0 | 21 | 82 | 2 | 28 | 1 | 13 | 18 | 2 | 6 | 15 | 23 | 140 | 7 | 404
1st Energy Pty Ltd | 71 604 999 706 | [7 empty] | 1 | [11 empty] | 1
Acciona Solar Pty Ltd | 53 618 445 177 | [17 empty] | 1 |  | 1
Icon Retail Investments Limited and AGL ACT Retail Investment Pty Ltd trading as ActewAGL Retail | 46 221 314 841 | [7 empty] | 1 | [11 empty] | 1
Active Stream Pty Ltd | 32 603 459 267 | [9 empty] | 1 | [9 empty] | 1
Acumen Metering Pty Ltd | 69 105 423 541 | [9 empty] | 1 | [9 empty] | 1
Adani Infrastructure Pty Ltd | 16 606 764 827 | [17 empty] | 1 |  | 1
Adelaide Brighton Cement Limited | 96 007 870 199 | [7 empty] | 1 | [11 empty] | 1
AETV Pty Ltd | 29 123 391 613 |  | 1 | [17 empty] | 1
AGL Hydro Partnership | 86 076 691 481 | 1 | 1 | 1 |  | 1 |  | 1 | 1 | [11 empty] | 1
AGL Loy Yang Marketing Pty Ltd | 19 105 758 316 | 1 | [18 empty] | 1
AGL Macquarie Pty Limited | 18 167 859 494 | 1 | [6 empty] | 1 | [11 empty] | 1
AGL PARF NSW Pty Ltd | 33 615 408 770 |  |  | 1 | [16 empty] | 1
AGL PARF Qld Pty Limited | 94 619 439 226 |  |  | 1 | [16 empty] | 1
AGL SA Generation Pty Limited | 84 081 074 204 | 1 | 1 | 1 | [16 empty] | 1
AGL Sales (Queensland Electricity) Pty Limited | 66 078 875 902 | [7 empty] | 1 | [11 empty] | 1
AGL Sales Pty Limited | 88 090 538 337 | [7 empty] | 1 | [11 empty] | 1
AGL South Australia Pty Ltd | 49 091 105 092 | [7 empty] | 1 | [11 empty] | 1
Alcoa of Australia Limited | 93 004 879 298 | [7 empty] | 1 | [11 empty] | 1
Alcoa Portland of Australia Pty Ltd | 80 006 306 752 | [7 empty] | 1 | [11 empty] | 1
Alinta Energy Retail Sales Pty Ltd | 22 149 658 300 | 1 | 1 | 1 |  |  |  |  | 1 | [11 empty] | 1
Alinta Sales Pty Ltd | 92 089 531 984 | 1 | [18 empty] | 1
Amaysim Energy Pty Ltd | 41 116 567 492 | [7 empty] | 1 | [11 empty] | 1
Anglo Coal (CapCoal Management) Pty Limited | 73 010 037 564 | [12 empty] | 1 |  |  | 1 |  |  |  | 1
Anglo Coal (Moranbah North Management) Pty Limited | 14 069 603 587 | [12 empty] | 1 | [6 empty] | 1
APT Pipelines Limited | 89 009 666 700 | [7 empty] | 1 | [11 empty] | 1
Ararat Wind Farm Pty Ltd | 86 158 062 358 |  |  | 1 | [16 empty] | 1
Arcadia Energy Trading Pty Ltd | 31 121 803 638 | [16 empty] | 1 |  | 1 | 1
Argyle Solar Farm Pty Ltd | 68 624 521 848 | [17 empty] | 1 |  | 1
ARP Australian Solar Pty Ltd | 55 621 156 170 | [17 empty] | 1 |  | 1
Arrow Energy Trading Pty Ltd | 68 139 053 133 |  | 1 | [14 empty] | 1 |  |  | 1
Atherton Solar Farm Pty Ltd | 625 266 033 | [17 empty] | 1 |  | 1
Attunga Capital Pty Ltd | 96 117 683 093 | [16 empty] | 1 |  |  | 1
Aurora Energy (Tamar Valley) Pty Ltd trading as AETV Power | 29 123 391 613 | 1 | [18 empty] | 1
Aurora Energy Pty Ltd | 85 082 464 622 | [7 empty] | 1 | [11 empty] | 1
Ausgrid Operator Partnership (trading as Ausgrid) a partnership carried out under that name by: Blue Op Partner Pty Ltd ACN 615 217 500 as trustee for the Blue Op Partner Trust ERIC Alpha Operator Corporation 1 Pty Ltd ACN 612 975 096 as trustee for the ERIC Alpha Operator Trust 1 ERIC Alpha Operator Corporation 2 Pty Ltd ACN 612 975 121 as trustee for the ERIC Alpha Operator Trust 2 ERIC Alpha Operator Corporation 3 Pty Ltd ACN 612 975 185 as trustee for the ERIC Alpha Operator Trust 3 ERIC Alpha Operator Corporation 4 Pty Ltd ACN 612 975 210 as trustee for the ERIC Alpha Operator Trust 4 | 78 508 211 731 | [9 empty] | 1 |  |  | 1 |  |  | 1 |  |  |  | 1
AusNet Electricity Services Pty Ltd | 91 064 651 118 | [9 empty] | 1 |  |  | 1 |  | 1 |  |  |  |  | 1
AusNet Transmission Group Pty Ltd | 78 079 798 173 | [9 empty] | 1 |  | 1 |  | 1 | [5 empty] | 1
Australia and New Zealand Bank Group Limited | 11 005 357 522 | [18 empty] | 1 | 1
Australia Continental Energy Pty Ltd | 72 142 956 616 | [16 empty] | 1 |  |  | 1
Australia Energy Wind Farm Pty Ltd | 25 614 608 454 | [17 empty] | 1 |  | 1
Australian Solar Group Pty Ltd | 59 141 480 284 | [17 empty] | 1 |  | 1
Bald Hills Wind Farm Pty Ltd | 13 117 264 712 | [17 empty] | 1 |  | 1
Barunggam Solar Farms Pty Ltd | 56 624 634 395 | [17 empty] | 1 |  | 1
Basslink Pty Ltd | 52 090 996 231 | [10 empty] | 1 | [8 empty] | 1
BayWa r.e. Wind Pty Ltd | 51 606 343 757 | [17 empty] | 1 |  | 1
BE Pro J Pty Ltd | 17 624 192 338 | [17 empty] | 1 |  | 1
BE Pro W Pty Ltd | 26 627 937 473 | [17 empty] | 1 |  | 1
Blue NRG Pty Ltd | 30 151 014 658 | [7 empty] | 1 | [11 empty] | 1
Blue Pacific Energy Pty Ltd | 37 628 273 656 | [16 empty] | 1 |  |  | 1
Boco Rock Wind Farm Pty Ltd | 49 137 886 750 |  |  | 1 | [16 empty] | 1
Bodangora Wind Farm Pty Limited | 79 134 443 904 |  |  | 1 | [16 empty] | 1
Bomen Solar Farm Pty Ltd | 620 832 108 | [17 empty] | 1 |  | 1
Bookaar Renewables Pty Ltd | 45 615 475 244 | [17 empty] | 1 |  | 1
Bordstrong Developments Pty Ltd (Trading as Solar Q) | 47 613 208 414 | [17 empty] | 1 |  | 1
BP Energy Asia Private Limited | 77 549 205 033 | [18 empty] | 1 | 1
Braemar Power Project Pty Ltd | 54 113 386 600 | 1 |  | 1 |  |  |  |  | 1 | [11 empty] | 1
Broadsound Solar Farm Pty Ltd | 15 620 028 097 | [17 empty] | 1 |  | 1
Bulgana Wind Farm Pty Ltd | 162 201 569 | [17 empty] | 1 |  | 1
Bungama Solar 1 Pty Ltd | 84 621 450 762 | [17 empty] | 1 |  | 1
Bungama Solar 2 Pty Ltd | 35 621 450 995 | [17 empty] | 1 |  | 1
Callide Power Trading Pty Limited | 80 082 468 719 | 1 | [18 empty] | 1
Canadian Solar (Australian) Pty Limited | 61 149 125 020 | [17 empty] | 1 |  | 1
Canunda Power Pty Ltd | 31 103 087 341 |  | 1 | [17 empty] | 1
Cape Byron Management Pty Ltd | 26 165 320 445 |  | 1 | [17 empty] | 1
Capricorn SF No1 Pty Ltd | 36 611 727 765 | [17 empty] | 1 |  | 1
Castleton Commodities Merchant Asia Co Pte Ltd | 153 463 846 | [16 empty] | 1 |  |  | 1
Cathedral Rocks Wind Farm Pty Ltd | 87 107 113 708 |  | 1 | [17 empty] | 1
Cherry Tree Wind Farm Pty Ltd as trustee for The Cherry Tree Project trust | 19 446 997 168 | [17 empty] | 1 |  | 1
Childers Solar Farm Pty Ltd | 70 609 374 058 |  |  | 1 | [14 empty] | 1 |  | 1
CitiPower Pty Ltd | 76 064 651 056 | [9 empty] | 1 |  |  | 1 |  |  | 1 |  |  |  | 1
CKI Utilities Development Limited, PAI Utilities Development Limited, Spark Infrastructure SA (NO3) PTY Limited, Spark Infrastructure SA (NO1) PTY Limited, Spark Infrastructure SA (NO2) PTY Limited (SA Power Networks) | 13 332 330 749 |  | 1 | [7 empty] | 1 |  |  | 1 |  |  | 1 |  |  |  | 1
Clare Solar Farm Pty Ltd | 78 611 346 859 |  |  | 1 | [16 empty] | 1
Clean Technology Partners Pty Ltd | 19 149 191 337 | [17 empty] | 1 |  | 1
CleanCo Queensland Limited | 85 628 008 159 | [17 empty] | 1 |  | 1
Cleangen Power Pty Ltd | 61 161 065 283 | [17 empty] | 1 |  | 1
Cocamba Stage One Project Pty Ltd (ACN 631 975 436) as trustee for Cocamba Stage One Project Trust | 58 614 700 570 | [17 empty] | 1 |  | 1
Coleambally Solar Pty Ltd | 91 618 341 209 |  |  | 1 | [16 empty] | 1
Colt Energy Pty Ltd | 82 627 911 335 | [6 empty] | 1 | [12 empty] | 1
Clermont Asset Co Pty Ltd (ACN 623 155 573) as Trustee for the Clermont Solar Unit Trust | 99 167 685 924 |  |  | 1 | [16 empty] | 1
Comet Solar Farm Pty Ltd | 72 618 108 286 | [17 empty] | 1 |  | 1
Commonwealth Bank of Australia | 48 123 123 124 | [16 empty] | 1 |  |  | 1
Coonooer Bridge Wind Farm Pty Ltd | 35 160 665 485 |  | 1 | [17 empty] | 1
Covau Pty Limited | 54 090 117 730 | [7 empty] | 1 | [11 empty] | 1
COzero Energy Retail Pty Ltd | 85 165 155 966 | [7 empty] | 1 | [11 empty] | 1
Crookwell Development Pty Ltd | 53 106 800 480 |  |  | 1 | [16 empty] | 1
CS Energy Limited | 54 078 848 745 | 1 | 1 | [5 empty] | 1 | [11 empty] | 1
Cullerin Range Wind Farm Pty Ltd | 38 126 197 126 |  | 1 | [17 empty] | 1
CuString Pty Ltd | 47 137 531 054 | [17 empty] | 1 |  | 1
Danske Commodities Australia Pty Ltd | 52 621 320 581 | [16 empty] | 1 |  |  | 1
Daydream Solar Farm Pty Ltd ATF the Daydream Solar Farm Trust | 94 334 622 922 |  |  | 1 | [16 empty] | 1
Darling Downs Solar Farm Pty Ltd | 35 611 319 003 |  |  | 1 | [16 empty] | 1
Darlington Point Solar Farm Pty Ltd | 54 615 736 984 | [17 empty] | 1 |  | 1
Delta Electricity | 75 162 696 335 | 1 | [6 empty] | 1 | [11 empty] | 1
Deutsche Bank AG | 13 064 165 162 | [16 empty] | 1 |  |  | 1
Diamond Energy Pty Ltd | 97 107 516 334 |  | 1 | 1 |  |  |  | 1 | 1 | [11 empty] | 1
Directlink (No. 1) Pty Limited ABN 85 085 123 468, Directlink (No. 2) Pty Limited ABN 87 095 439 222, and Directlink (No. 3) Pty Limited ABN 86 095 449 817 trading as Directlink Joint Venture. | 16 779 340 889 | [11 empty] | 1 | [7 empty] | 1
Discover Energy Pty Ltd | 20619204750 | [7 empty] | 1 | [11 empty] | 1
DP Energy Australia Pty Ltd | 16 140 516 196 | [17 empty] | 1 |  | 1
Dubbo Solar Hub Pty Ltd | 81 615 225 968 |  | 1 | [17 empty] | 1
Dundonnell Wind Farm Pty Ltd | 17 133 651 019 | [17 empty] | 1 |  | 1
Dysart 1 Pty Ltd | 609 597 248 | [17 empty] | 1 |  | 1
Dysart Solar Farm Pty Ltd | 38 619 931 412 | [17 empty] | 1 |  | 1
Ecogen Energy Pty Ltd | 86 086 589 611 | 1 | [18 empty] | 1
Edenvale Solar Park Pty Ltd | 627 088 359 | [17 empty] | 1 |  | 1
EDL (OCI) Pty Ltd | 85 113 489 295 |  | 1 | [17 empty] | 1
EDL (TT) Pty Limited | 95 088 169 135 |  | 1 | [17 empty] | 1
EDL CSM (QLD) Pty Ltd | 48 098 224 269 |  | 1 | [17 empty] | 1
EDL Group Operations Pty Ltd | 39 055 555 416 |  |  |  |  | 1 |  | 1 | [12 empty] | 1
EDL LFG (NSW) Pty Ltd | 37 070 941 794 |  | 1 | [17 empty] | 1
EDL LFG (QLD) Pty Ltd | 21 071 089 579 |  | 1 | [17 empty] | 1
EDL LFG (SA) Pty Ltd | 21 055 640 321 |  | 1 | [17 empty] | 1
EDL LFG (VIC) Pty Ltd | 69 061 503 348 |  | 1 | [17 empty] | 1
EDL Projects (Australia) Pty Ltd | 37 084 776 616 |  | 1 | [17 empty] | 1
EIWA Bundaberg Solar Pty Ltd | 26 626 084 544 | [17 empty] | 1 |  | 1
EIWA Karrabin Solar Pty Ltd | 62 631 174 788 | [17 empty] | 1 |  | 1
Elaine Windfarm Pty Ltd | 31 127 338 827 | [17 empty] | 1 |  | 1
Electrag Pty Ltd | 42 115 459 848 | [7 empty] | 1 | [11 empty] | 1
ElectraNet Pty Limited | 41 094 482 416 | [9 empty] | 1 |  | 1 |  |  | 1 |  |  |  |  | 1
ElectraNet SA (Transmission Lessor Corporation) | 62 442 362 946 | [11 empty] | 1 |  |  | 1 |  |  |  |  | 1
Elysian Energy Pty Ltd | 85 617 526 333 | [7 empty] | 1 | [9 empty] | 1 |  | 1
Endeavour Energy | 11 247 365 823 | [9 empty] | 1 |  |  | 1 |  |  | 1 |  |  |  | 1
Endeavour Energy Network Operator Partnership: Edwards O Pty Limited (ACN 618 643 486) as trustee for Edwards O Trust; ERIC Epsilon Operator Corporation 1 Pty Ltd (ACN 617 221 735) as trustee for ERIC Epsilon Operator Trust 1; ERIC Epsilon Operator Corporation 2 Pty Ltd (ACN 617 221 744) as trustee for ERIC Epsilon Operator Trust 2; ERIC Epsilon Operator Corporation 3 Pty Ltd (ACN 617 221 753) as trustee for ERIC Epsilon Operator Trust 3; ERIC Epsilon Operator Corporation 4 Pty Ltd (ACN 617 221 771) as trustee for ERIC Epsilon Operator Trust 4; | 618 643 486 | [15 empty] | 1 |  |  |  | 1
Energex Limited | 40 078 849 055 | [9 empty] | 1 |  |  | 1 |  |  | 1 |  |  |  | 1
Energy Locals Pty Ltd | 23 606 408 879 | [7 empty] | 1 | [11 empty] | 1
Energy Pacific (Vic) Pty Ltd | 18 063 543 984 |  | 1 | [17 empty] | 1
EnergyAustralia Pty Ltd | 99 086 014 968 | 1 | 1 |  |  |  |  | 1 | 1 | [11 empty] | 1
EnergyAustralia Yallourn Pty Ltd | 47 065 325 224 | 1 | [6 empty] | 1 | [11 empty] | 1
Enel X Australia Pty Ltd | 49 104 710 278 |  | 1 |  |  |  |  | 1 |  | 1 | [10 empty] | 1
Enerparc Australia Pty Ltd | 46 622 182 469 | [17 empty] | 1 |  | 1
Enertech PV Australia Pty Ltd | 54 625 087 112 | [17 empty] | 1 |  | 1
Engie Renewables Australia Pty Ltd | 59 615 753 574 | [17 empty] | 1 |  | 1
Enova Energy Pty Ltd | 16 606 176 756 | [7 empty] | 1 | [11 empty] | 1
EnviroGen Pty Limited | 95 088 169 135 |  | 1 | [17 empty] | 1
EPC Technologies Pty Ltd | 64 612 341 849 | [6 empty] | 1 | [12 empty] | 1
Epho Asset Management | 22 168 630 546 | [6 empty] | 1 | [12 empty] | 1
Epoch Capital Pty Ltd | 16 128 329 395 | [16 empty] | 1 |  |  | 1
Epoch Energy Solutions Pty Ltd | 22 621 651 321 | [16 empty] | 1 |  |  | 1
Epuron Pty Ltd | 70 104 503 380 | [17 empty] | 1 |  | 1
Ergon Energy Corporation Limited | 50 087 646 062 | [9 empty] | 1 |  |  | 1 |  |  | 1 |  |  |  | 1
Ergon Energy Queensland Pty Ltd | 11 121 177 802 | 1 |  | 1 |  |  |  |  | 1 | [11 empty] | 1
ERM Power Retail Pty Ltd | 87 126 175 460 | 1 | [6 empty] | 1 | [11 empty] | 1
ESCO Pacific Pty Ltd | 77 608 790 085 | [17 empty] | 1 |  | 1
Essential Energy | 37 428 185 226 |  | 1 | [5 empty] | 1 |  | 1 |  | 1 | 1 |  |  | 1 |  |  |  | 1
Everleigh Solar Park Pty Ltd | 62 627 091 525 | [17 empty] | 1 |  | 1
Finley Solar Farm Pty Ltd (ABN 89 616 527 621) as trustee for the Finley Solar Trust | 63 656 675 511 |  |  | 1 | [16 empty] | 1
First Solar (Australia) Pty Ltd | 66 141 686 946 | [17 empty] | 1 |  | 1
Flinders Operating Services Pty Ltd | 36 094 130 837 | [7 empty] | 1 | [11 empty] | 1
Foresight Solar Australia Pty Ltd | 19 611 378 584 | [17 empty] | 1 |  | 1
FRV Services Australia Pty Limited | 60 151 469 662 | [17 empty] | 1 |  | 1
FS NSW Project No 1 At Pty Ltd (ACN 621 215 969) as trustee for the FS NSW Project No 1 Asset Trust | 64 652 826 541 |  |  | 1 | [16 empty] | 1
Gannawarra Solar Farm Pty Ltd | 33 615 736 895 |  |  | 1 |  |  |  |  | 1 |  |  |  |  | 1 | [6 empty] | 1
Genex (Solar) Pty Ltd | 24 606 804 915 |  |  | 1 | [16 empty] | 1
Genex Power Limited | 18 152 098 854 | [17 empty] | 1 |  | 1
Global Power Generation Australia Pty Ltd | 74 130 542 031 | [17 empty] | 1 |  | 1
Globird Energy Pty Ltd | 68 600 285 827 | [7 empty] | 1 | [11 empty] | 1
Goldman Sachs Financial Markets Pty Ltd | 16 107 084 640 | [16 empty] | 1 |  |  | 1
Goldwind Australia Pty Ltd | 32 140 108 390 | [17 empty] | 1 |  | 1
Goonumbla Asset Co Pty Ltd (ACN 628 351 271) as The Trustee for Goonumbla Asset Trust | 80 881 665 313 | [17 empty] | 1 |  | 1
Granite Hills Wind Farm Pty Limited | 20 612 210 303 | [17 empty] | 1 |  | 1
Granville Harbour Operations Pty Ltd as The Trustee for Granville Harbour Operations Trust | 30 200 530 013 | [17 empty] | 1 |  | 1
Greentricity Pty Ltd | 47 122 144 709 | 1 | [6 empty] | 1 | [11 empty] | 1
Gregadoo Solar Farm Pty Ltd | 62 621 818 862 | [17 empty] | 1 |  | 1
Grey Box Energy Field Pty Ltd | 80 619 786 739 | [17 empty] | 1 |  | 1
Griffith Solar Farm Pty Ltd | 66 615 225 842 |  | 1 | [17 empty] | 1
GSP Energy Pty Ltd | 13 101 038 386 | 1 | 1 | [17 empty] | 1
Gunning Wind Energy Developments Pty Ltd | 28 145 164 478 |  |  | 1 | [16 empty] | 1
Hamilton Solar Farm Pty Ltd | 83 615 737 098 |  |  | 1 | [16 empty] | 1
Hanwha Energy Retail Australia Pty Ltd | 82 630 397 214 | [7 empty] | 1 | [11 empty] | 1
Hartree Partners, LP | N/A | [16 empty] | 1 |  |  | 1
Hayman Solar Farm Pty Ltd ATF the Hayman Solar Farm Trust | 14 829 941 435 |  |  | 1 | [16 empty] | 1
Hazelwood Power | 40 924 759 557 | [7 empty] | 1 | [11 empty] | 1
Hornsdale Power Reserve Pty Ltd | 79 619 311 983 | 1 | [6 empty] | 1 | [9 empty] | 1 |  | 1
Hornsdale Windfarm Pty Ltd | 88 167 598 594 | [17 empty] | 1 |  | 1
Hughenden Solar Pty Limited as trustee for Hughenden Solar Trust | 49 156 463 317 |  | 1 | [17 empty] | 1
Hunter Energy Pty Ltd | 65 624 824 791 | [17 empty] | 1 |  | 1
HWF1 Pty Ltd | 20 603 414 151 |  |  | 1 | [16 empty] | 1
HWF2 Pty Ltd | 40 605 944 394 |  |  | 1 | [16 empty] | 1
HWF3 Pty Ltd | 49 610 776 068 |  |  | 1 | [14 empty] | 1 |  | 1
Hydro Power Pty Limited | 39 003 714 136 |  | 1 | [17 empty] | 1
Hydro-Electric Corporation trading as Hydro Tasmania | 48 072 377 158 | 1 | 1 | 1 | [5 empty] | 1 | [10 empty] | 1
Ib vogt GmbH | 68 532 456 050 | [17 empty] | 1 |  | 1
Icon Distribution Investments Limited and Jemena Networks (ACT) Pty Ltd Trading as Evoenergy | 76 670 568 688 | [9 empty] | 1 |  |  | 1 |  |  | 1 |  |  |  | 1
Infigen Energy Holdings Pty Ltd | 86 111 909 794 |  | 1 | [17 empty] | 1
Infigen Energy Markets Pty Limited | 47 128 696 097 |  | 1 | [5 empty] | 1 | [11 empty] | 1
IntelliHUB Pty Ltd | 57 601 509 693 | [9 empty] | 1 | [9 empty] | 1
International Power (Energy) Pty Ltd | 53 062 798 510 | [18 empty] | 1 | 1
Investec Bank (Australia) Ltd | 55 071 292 594 | [17 empty] | 1 |  | 1
Iraak Sun Farm Pty Ltd | 38 611 727 774 |  |  | 1 | [16 empty] | 1
Ironbark Holdings Australia Pty Ltd | 39 168 385 699 | [17 empty] | 1 |  | 1
Jemalong Networks Pty Ltd | 623 524 809 | [17 empty] | 1 |  | 1
Jemena Electricity Networks (Vic) Ltd | 82 064 651 083 | [9 empty] | 1 |  |  | 1 |  |  | 1 |  |  |  | 1
Jindera Solar Farm Pty Ltd | 98 623 377 453 | [17 empty] | 1 |  | 1
Joule Logic Pty Ltd | 95 145 948 492 | [17 empty] | 1 |  | 1
Juwi Renewable Energy Pty Ltd | 42 159 228 145 | [17 empty] | 1 |  | 1
Kennedy Energy Park Pty Ltd | 81 605 095 298 | [17 empty] | 1 |  | 1
Kerang Solar Plant Pty Ltd | 61 607 331 117 | [17 empty] | 1 |  | 1
Kerang Solar Power Pty Ltd | 61 624 301 800 | [17 empty] | 1 |  | 1
Kiata Wind Farm Pty Ltd | 79 607 460 873 |  |  | 1 | [16 empty] | 1
Koorangie Solar Farm Pty Ltd | 620 098 464 | [17 empty] | 1 |  | 1
Kyoto Energy Wind Scone Pty Ltd | 41 144 582 525 | [17 empty] | 1 |  | 1
Lake Bonney Wind Power Pty Ltd | 48 104 654 837 | 1 | 1 | 1 |  |  |  |  | 1 | [11 empty] | 1
Lakeland Solar & Storage Pty Limited | 86 606 530 198 | [17 empty] | 1 |  | 1
Lakeland Wind Farm Pty Ltd | 92 618 427 900 | [17 empty] | 1 |  | 1
Landfill Operations Pty Ltd | 18 603 300 358 |  |  |  |  | 1 | [14 empty] | 1
Lal Lal Wind Farms Nom Co Pty Ltd | 37 625 768 774 |  |  | 1 | [16 empty] | 1
LGI Limited | 49 138 085 551 | [17 empty] | 1 |  | 1
Lightsource Australia SPV 2 Pty Ltd | 627 818 259 | [17 empty] | 1 |  | 1
Limondale Sun Farm Pty Ltd | 66 617 558 728 | [17 empty] | 1 |  | 1
Lincoln Gap Wind Farm Pty Ltd | 52 133 372 595 | [17 empty] | 1 |  | 1
Lincoln Gap Wind Farm (Operations) Pty Ltd | 73 164 355 195 |  |  | 1 | [16 empty] | 1
Liquid Capital Australia Pty Ltd | 59 105 963 479 | [16 empty] | 1 |  |  | 1
LMS Energy Pty Ltd | 39 059 428 474 |  | 1 |  |  | 1 |  | 1 | [12 empty] | 1
Locality Planning Energy Pty Ltd | 15 148 958 061 | [7 empty] | 1 | [11 empty] | 1
Luminous Energy Pty Ltd | 79 608 985 379 | [17 empty] | 1 |  | 1
Lumo Energy (NSW) Pty Ltd | 92 121 155 011 | [7 empty] | 1 | [11 empty] | 1
Lumo Energy (QLD) Pty Ltd | 63 114 356 642 | [7 empty] | 1 | [11 empty] | 1
Lumo Energy (SA) Pty Ltd | 61 114 356 697 | [7 empty] | 1 | [11 empty] | 1
Lumo Energy Australia Pty Ltd | 69 100 528 327 | [7 empty] | 1 | [11 empty] | 1
Lumo Generation SA Pty Ltd | 87 115 291 042 | [19 empty] | 1
M&C Energy Pty Ltd | 16 104 501 091 | [7 empty] | 1 | [11 empty] | 1
M2 Energy Pty Ltd | 15 123 155 840 | [7 empty] | 1 | [11 empty] | 1
Mackay Sugar Limited | 12 057 463 671 |  |  |  |  | 1 | [14 empty] | 1
Mackay Sugar Limited | 11 009 658 708 | [17 empty] | 1 |  | 1
Macquarie Bank Limited | 46 008 583 542 | [7 empty] | 1 | [8 empty] | 1 |  | 1 | 1
Manildra Prop Pty Ltd as The Trustee for the Manildra Asset Trust | 93 276 108 749 |  |  | 1 | [16 empty] | 1
Marble Solar Pty Ltd | 38 628 447 816 | [17 empty] | 1 |  | 1
Melbourne Water Corporation | 81 945 386 953 | [13 empty] | 1 | [5 empty] | 1
Meridian Finco Pty Limited | 42 143 693 592 | [6 empty] | 1 | [9 empty] | 1 |  | 1 | 1
Metering Dynamics Pty Ltd | 58 087 082 764 | [9 empty] | 1 | [9 empty] | 1
Metropolis Metering Assets Pty Ltd | 53 116 717 321 | [9 empty] | 1 | [9 empty] | 1
Metz NewCo Pty Ltd | 34 610 480 281 | [17 empty] | 1 |  | 1
Millmerran Energy Trader Pty Ltd | 23 084 923 973 | 1 | [18 empty] | 1
Mirani Solar Farm Pty Ltd | 615 329 845 | [17 empty] | 1 |  | 1
Mojo Power Pty Ltd | 85 604 909 837 | [7 empty] | 1 | [11 empty] | 1
Molong Operations Co Pty Ltd as Trustee for Molong Operations Trust | 89 580 081 061 | [17 empty] | 1 |  | 1
Momentum Energy Pty Limited | 42 100 569 159 | [7 empty] | 1 | [11 empty] | 1
Moree Solar Farm Pty Ltd | 24 147 861 345 |  |  | 1 | [16 empty] | 1
Mortlake South Wind Farm Pty Ltd | 12 622 271 363 | [17 empty] | 1 |  | 1
Mortons Lane Windfarm Pty Limited | 37 126 367 600 |  | 1 | [17 empty] | 1
MP Tableland Green Power Pty Ltd | 17 614 688 694 |  |  |  |  | 1 | [14 empty] | 1
Mt Gellibrand Wind Farm Pty Ltd | 30 125 610 639 |  |  | 1 | [16 empty] | 1
Mt Mercer WindFarm Pty Ltd | 86 118 169 421 |  | 1 | 1 | [16 empty] | 1
Mt Millar Wind Farm Pty Ltd | 67 107 673 361 |  | 1 | [17 empty] | 1
Mugga Lane Solar Park Pty Ltd | 32 156 565 641 |  | 1 | [17 empty] | 1
Munna Creek Solar Farm Pty Ltd | 89 620 305 428 | [17 empty] | 1 |  | 1
Murra Warra II Project Co Pty Ltd as Trustee for the Murra Warra II Project Trust | 82 961 145 141 | [17 empty] | 1 |  | 1
Murra Warra Project Co Pty Ltd | 616 990 731 | [17 empty] | 1 |  | 1
Murraylink Transmission Company Pty Ltd | 42 089 875 605 | [11 empty] | 1 | [7 empty] | 1
Neighbourhood Energy Pty Ltd | 97 109 118 578 | [7 empty] | 1 | [11 empty] | 1
Neoen Australia Pty Ltd | 57 160 905 706 | [17 empty] | 1 |  | 1
New Gullen Range Wind Farm Pty Ltd | 41 167 404 211 |  |  | 1 | [16 empty] | 1
NewEn Australia Pty Ltd | 98 103 702 405 | [17 empty] | 1 |  | 1
NewGen Braemar 2 Partnership | 27 245 692 985 | 1 | [18 empty] | 1
Next Business Energy Pty Ltd | 91 167 937 555 | [7 empty] | 1 | [11 empty] | 1
NovaPower Pty Ltd | 44 119 925 334 |  | 1 | [17 empty] | 1
NSW Electricity Networks Operations Pty Ltd as a Trustee for the NSW Electricity Networks Operations Trust | 70 250 995 390 | [9 empty] | 1 |  | 1 |  |  | 1 |  |  |  |  | 1
Numurkah Solar Farm Pty Ltd | 36 618 524 422 |  |  | 1 | [16 empty] | 1
Oaky Creek Coal Pty Ltd | 17 010 202 936 | [12 empty] | 1 |  |  | 1 |  |  |  | 1
OM Financial Limited | (NA) | [16 empty] | 1 |  |  | 1
OneSteel Manufacturing Pty Limited | 42 004 651 325 | [12 empty] | 1 | [6 empty] | 1
Online Power and Gas Pty Ltd | 95 164 285 634 | [7 empty] | 1 | [11 empty] | 1
Onsite Energy Solutions Pty Ltd | 92 164 385 693 | [7 empty] | 1 | [11 empty] | 1
Origin Energy Electricity Limited | 33 071 052 287 | 1 | 1 | [5 empty] | 1 | [11 empty] | 1
Origin Energy Metering Coordinator Pty Ltd | 96 616 347 454 | [9 empty] | 1 | [9 empty] | 1
Origin Energy Uranquinty Power Pty Ltd | 26 120 384 938 | 1 |  | 1 |  |  |  |  | 1 | [11 empty] | 1
Overland Sun Farming Pty Ltd | 76 150 464 001 | [17 empty] | 1 |  | 1
Oz Minerals Limited | 40 005 482 824 | [17 empty] | 1 |  | 1
OzGen Retail Pty Ltd | 22 129 658 206 | [7 empty] | 1 | [11 empty] | 1
Pacific Energy (Victorian Hydro) Pty Ltd | 86 004 474 186 | [6 empty] | 1 | [12 empty] | 1
Pacific Hydro Challicum Hills Pty Ltd | 88 101 989 744 |  | 1 | [17 empty] | 1
Pacific Hydro Clements Gap Pty Ltd | 87 109 911 097 |  |  | 1 | [16 empty] | 1
Pacific Hydro Crowlands Pty Ltd | 19 620 640 486 |  |  | 1 | [16 empty] | 1
Pacific Hydro Haughton Solar Farm Pty Ltd | 31 617 201 653 |  |  | 1 | [16 empty] | 1
Pacific Hydro Investments Pty Ltd | 18 053 747 407 |  | 1 | [17 empty] | 1
Pacific Hydro Portland Wind Farm Pty Ltd | 75 103 162 474 |  |  |  |  | 1 | [14 empty] | 1
Pacific Hydro Yaloak South Pty Ltd | 11 612 249 671 |  | 1 | [17 empty] | 1
Pangea Energy Pty Ltd | 15 613 559 470 | [17 empty] | 1 |  | 1
Parkes Solar Farm Pty Ltd | 24 615 225 664 |  |  | 1 | [16 empty] | 1
Pelican Point Power Limited | 11 086 411 814 | 1 | [18 empty] | 1
People Energy | 20 159 727 401 | [7 empty] | 1 | [11 empty] | 1
Pioneer Sugar Mills Pty Ltd | 63 009 889 856 |  |  |  |  | 1 | [14 empty] | 1
Pirie Solar Farm Pty Ltd | 77 624 758 425 | [6 empty] | 1 | [12 empty] | 1
Pooled Energy Pty Ltd | 31 163 873 078 | [7 empty] | 1 | [11 empty] | 1
Port Adelaide Energy Pty Ltd | 83 105 607 538 | [17 empty] | 1 |  | 1
Power Club Limited | 71 603 346 836 | [7 empty] | 1 | [11 empty] | 1
Powercor Australia Ltd | 89 064 651 109 | [9 empty] | 1 |  |  | 1 |  |  | 1 |  |  |  | 1
Powerdirect Pty Ltd | 28 067 609 803 | [7 empty] | 1 | [11 empty] | 1
Powerlink Queensland (Queensland Electricity Tranmission Corporation Ltd) | 82 078 849 233 | [9 empty] | 1 |  | 1 |  |  | 1 |  |  |  |  | 1
Powermeteric Metering Pty Ltd | 89 131 072 707 | [9 empty] | 1 | [9 empty] | 1
Powershop Australia Pty Limited | 41 154 914 075 | [7 empty] | 1 | [11 empty] | 1
Progressive Green Pty Ltd | 27 130 175 343 |  | 1 |  |  |  |  | 1 | 1 | [11 empty] | 1
Progressive Renewable Developments Goondiwindi Pty Ltd | 21 629 560 621 | [17 empty] | 1 |  | 1
Pumped Hydro (SA) Pty Ltd | 11 617 761 743 | [17 empty] | 1 |  | 1
Pyrenees Wind Energy Development Pty Ltd | 31 097 047 268 |  | 1 | [17 empty] | 1
Qenergy Limited | 58 120 124 101 | [7 empty] | 1 | [11 empty] | 1
QGC Sales Qld Pty Ltd | 80 120 323 588 | 1 | [18 empty] | 1
Queensland Bulk Water Supply Authority (trading as Seqwater) | 75 450 239 876 | [6 empty] | 1 | [12 empty] | 1
RE Oakey Pty Ltd | 38 160 581 626 | [17 empty] | 1 |  | 1
ReAmped Energy Pty Ltd | 21 605 682 684 | [7 empty] | 1 | [11 empty] | 1
Reach Solar Energy Management Company Pty Limited | 40 608 853 989 | [17 empty] | 1 |  | 1
Red Energy Pty Limited | 60 107 479 372 | [7 empty] | 1 | [11 empty] | 1
Renew Power Group Pty Ltd | 74 615 045 237 | [6 empty] | 1 | [12 empty] | 1
Renewable Power Australia Limited | 14 158 240 192 |  | 1 | [17 empty] | 1
RES Australia Pty Ltd | 55 106 637 754 | [17 empty] | 1 |  | 1
Rio Tinto Aluminium (Bell Bay) Limited | 91 009 483 201 | [7 empty] | 1 | [11 empty] | 1
Rise Renewables Pty Ltd | 53 621 541 348 | [17 empty] | 1 |  | 1
Riverina Solar Farm Pty Ltd | 28 611 245 704 | [17 empty] | 1 |  | 1
Robertstown Solar 1 Pty Limited | 37 621 450 940 | [17 empty] | 1 |  | 1
Robertstown Solar 2 Pty Limited | 91 621 451 161 | [17 empty] | 1 |  | 1
Rodds Bay Solar Farm Pty Ltd | 622 753 333 | [17 empty] | 1 |  | 1
Rollingstone Solar Farm Pty Ltd | 14 610 264 358 | [17 empty] | 1 |  | 1
Ross River Operations Pty Ltd as the Trustee for the Ross River Operations Trust | 49 588 936 886 |  |  | 1 | [16 empty] | 1
Ross River Operations Pty Ltd | 616 327 827 |  |  | 1 | [16 empty] | 1
Royalla Solar Farm Pty Ltd | 29 158 394 677 |  | 1 | [17 empty] | 1
RTA Yarwun Pty Ltd | 73 137 266 301 |  | 1 | [5 empty] | 1 | [11 empty] | 1
RWE Supply & Trading GmbH | (NA) | [16 empty] | 1 |  |  | 1
Rye Park Wind Farm Pty Ltd | 11 153 598 586 | [17 empty] | 1 |  | 1
Salt Creek Wind Farm Pty Ltd | 94 121 087 492 |  |  | 1 | [16 empty] | 1
Sanctuary Energy Pty Ltd | 62 128 995 433 | [7 empty] | 1 | [11 empty] | 1
Santos NSW (Narrabri Power) Pty Ltd | 42 104 570 943 |  | 1 |  |  | 1 | [14 empty] | 1
Select Solutions Group Pty Ltd | 73 097 962 395 | [9 empty] | 1 | [9 empty] | 1
SIMEC Zen Energy Retail Pty Ltd | 54 615 751 052 | [7 empty] | 1 | [11 empty] | 1
Simec Zen Technologies (Power and Energy) Pty Ltd | 82 110 224 005 | [17 empty] | 1 |  | 1
Simply Energy | 67 269 241 237 | [7 empty] | 1 | [11 empty] | 1
Smithfield Power Generation Pty Ltd | 45 616 835 682 | 1 | [18 empty] | 1
Snowtown Wind Farm Pty Ltd | 76 109 468 804 |  |  | 1 | [16 empty] | 1
Snowtown Wind Farm Stage 2 Pty Ltd | 85 155 626 252 |  |  | 1 | [16 empty] | 1
Snowy Hydro Limited | 17 090 574 431 | 1 | 1 | [17 empty] | 1
Solar Choice Pty Ltd | 97 134 064 958 | [17 empty] | 1 |  | 1
Solar Reserve Australia II Pty Ltd | 14 606 360 169 | [17 empty] | 1 |  | 1
South Australian Water Corporation | 69 336 525 019 |  | 1 |  |  |  |  | 1 | 1 | [8 empty] | 1 |  |  | 1
Spotless Facility Services Pty Ltd | 83 072 293 880 | [9 empty] | 1 | [9 empty] | 1
Springdale Solar Farm Pty Limited | 620 367 768 | [17 empty] | 1 |  | 1
Stanwell Corporation Limited | 37 078 848 674 | 1 | 1 |  |  |  |  | 1 | 1 | [11 empty] | 1
Starfish Hill Wind Farm Pty Ltd | 54 099 761 261 |  | 1 | [17 empty] | 1
Stockyard Hill Wind Farm Pty Ltd | 71 118 119 501 | [17 empty] | 1 |  | 1
Sumo Power Pty Ltd | 86 601 199 151 | [7 empty] | 1 | [11 empty] | 1
Sun Farms Australia Pty Ltd | 620 086 722 | [17 empty] | 1 |  | 1
Sun Metals Corporation Pty Ltd | 97 074 241 982 |  |  | 1 |  |  |  |  | 1 | [11 empty] | 1
Sun Retail Pty Ltd | 97 078 848 549 | [7 empty] | 1 | [11 empty] | 1
Sun Spot 7 Pty Ltd | 23 632 230 794 | [17 empty] | 1 |  | 1
Sun Spot 2 Pty Ltd | 618 128 671 | [17 empty] | 1 |  | 1
Sunraysia Solar Project Pty Ltd | 75 612 072 536 | [17 empty] | 1 |  | 1
Sunshine Energy Australia Pty Ltd | 84 617 880 752 | [17 empty] | 1 |  | 1
Susan River Solar Pty Ltd as Trustee for Susan River Solar Trust | 75 778 423 009 |  |  | 1 | [16 empty] | 1
SWF1 Operations Pty Ltd | 601 425 316 | [17 empty] | 1 |  | 1
Synergen Power Pty Limited | 66 092 560 819 | 1 | [6 empty] | 1 | [11 empty] | 1
Tango Energy Pty Ltd | 43 155 908 839 | [7 empty] | 1 | [11 empty] | 1
Taralga Wind Farm Nominees No 2 Pty Ltd (ATF Taralga Wind Farm Operating Trust) | 31 159 439 522 |  |  | 1 | [16 empty] | 1
Tasmanian Irrigation Pty Ltd | 95 722 799 075 |  |  |  |  | 1 | [14 empty] | 1
Tasmanian Networks Pty Ltd | 24 167 357 299 | [9 empty] | 1 |  | 1 | 1 |  | 1 | 1 |  |  |  | 1
Teebar Clean Energy Pty Ltd | 87 612 610 867 | [17 empty] | 1 |  | 1
Telstra Energy (Generation) Pty Ltd | 32 613 554 233 |  |  | 1 |  |  |  | 1 | [12 empty] | 1
Terrain Solar Pty Ltd | 13 616 856 172 | [17 empty] | 1 |  | 1
Total Eren Australia Pty Ltd | 16 617 965 081 | [17 empty] | 1 |  | 1
The Solar River Project Pty Ltd | 40 622 113 517 | [17 empty] | 1 |  | 1
PLUS ES | 30 179 420 673 | [9 empty] | 1 | [9 empty] | 1
The Trustee for Superman Energy Unit Trust | 66 532 053 622 | [17 empty] | 1 |  | 1
The Trustee for the SWF1 Operations Trust | 34 830 863 882 |  |  | 1 | [16 empty] | 1
Tibra Trading Pty Limited | 42 117 881 759 | [16 empty] | 1 |  |  | 1
Tilt Renewables Limited | 55 613 749 616 | [17 empty] | 1 |  | 1
Tomago Aluminium Company Pty Ltd | 68 001 862 228 | [7 empty] | 1 | [11 empty] | 1
Toora Wind Farm Pty Ltd | 56 126 722 076 |  | 1 | [17 empty] | 1
Total Gas & Power Asia Private Limited | 71 161 771 286 | [16 empty] | 1 |  |  | 1
Total Gas & Power Australia Pty Ltd | 87 167 432 448 | [7 empty] | 1 | [11 empty] | 1
TransGrid Services Pty Ltd as Trustee for TransGrid Services Trust | 94 121 353 950 | [11 empty] | 1 | [7 empty] | 1
TransGrid Services Pty Ltd as Trustee for TransGrid Services Trust | 94 121 353 950 | [11 empty] | 1 | [7 empty] | 1
Transalta Energy (Australia) Pty Ltd | 40 062 135 844 | [17 empty] | 1 |  | 1
Transmission Operations (Australia) 2 Pty Ltd | 34 605 734 129 | [11 empty] | 1 | [7 empty] | 1
Transmission Operations (Australia) Pty Ltd | 21 159 526 520 | [11 empty] | 1 | [7 empty] | 1
United Energy Distribution Pty Ltd | 70 064 651 029 | [9 empty] | 1 |  |  | 1 |  |  | 1 |  |  |  | 1
UPC Robbins Island Pty Ltd | 35 618 734 277 | [17 empty] | 1 |  | 1
Urth Energy Pty Ltd (Adminstrators Appointed) | 52 601 693 109 | [7 empty] | 1 | [11 empty] | 1
Vector Advanced Metering Services (Australia) Pty Ltd trading as Elect Data Services | 28 098 108 797 | [9 empty] | 1 | [9 empty] | 1
Vena Energy Services (Australia) Pty Ltd | 89 609 132 747 |  |  | 1 | [16 empty] | 1
Veolia Environmental Services (Australia) Pty Ltd | 20 051 316 584 |  | 1 | [17 empty] | 1
Vivienne Court Trading Pty Ltd | 86 153 821 571 | [16 empty] | 1 |  | 1 | 1
Wangaratta Solar Farm Pty Ltd | 25 608 644 435 | [17 empty] | 1 |  | 1
Waterloo Wind Farm Pty Ltd | 87 113 160 731 |  |  | 1 | [16 empty] | 1
Wemen Asset Co Pty Ltd as Trustee for Wemen Solar Unit Trust | 76 874 996 133 |  |  | 1 | [16 empty] | 1
Westcoast Wind Pty Ltd | 85 153 303 523 | [17 empty] | 1 |  | 1
Western Downs Solar Project Pty Ltd | 45 618 515 174 | [17 empty] | 1 |  | 1
Westpac Banking Corporation | 33 007 457 141 | [16 empty] | 1 |  |  | 1
WestWind Energy Pty Ltd | 94 109 132 201 | [17 empty] | 1 |  | 1
White Rock Wind Farm Pty Ltd | 45 153 592 173 |  |  | 1 | [16 empty] | 1
Whitsunday Solar Farm Pty Ltd | 20 615 715 270 |  |  | 1 | [16 empty] | 1
Willogoleche Power Pty Limited | 22 112 307 589 |  |  | 1 | [14 empty] | 1 |  | 1
Wilmar Sugar Pty Ltd | 44 081 051 792 |  |  |  |  | 1 | [14 empty] | 1
Windlab Systems Pty Ltd | 26 104 461 958 | [17 empty] | 1 |  | 1
Windy Hill Wind Farm Pty Ltd | 60 126 722 094 |  | 1 | [17 empty] | 1
WINenergy Pty Ltd | 71 112 175 710 | [7 empty] | 1 | [11 empty] | 1
Winton Asset Co Pty Ltd | 31 623 824 288 | [17 empty] | 1 |  | 1
Wodonga Solar Power Pty Ltd | 90 622 199 240 | [17 empty] | 1 |  | 1
Wollar Solar Development Pty Ltd | 88 621 969 266 | [17 empty] | 1 |  | 1
Woodlawn Wind Pty Ltd | 38 139 165 610 |  |  | 1 | [16 empty] | 1
Woolsthorpe Wind Farm Pty Ltd | 104 022 237 | [17 empty] | 1 |  | 1
X-Elio Australia Pty Ltd | 42 617 094 863 | [17 empty] | 1 |  | 1
Y.E.S. (Aust) Pty Ltd trading as Yates Electrical Services | 22 134 318 924 | [6 empty] | 1 | [12 empty] | 1
Y.E.S. Energy (SA) Pty Ltd | 22 627 706 594 | [6 empty] | 1 | [12 empty] | 1
Yarranlea Solar Pty Ltd | 30 609 850 553 | [17 empty] | 1 |  | 1
YD Projects Pty Ltd | 50 156 004 732 | [6 empty] | 1 | [12 empty] | 1
Yendon Windfarm Pty Ltd | 20 127 338 783 | [17 empty] | 1 |  | 1
Yorke Peninsula WF Project Pty Ltd | 15 138 965 901 | [17 empty] | 1 |  | 1
ZAP Energy | 92 618 444 910 | [17 empty] | 1 |  | 1

## Applications Received
Applicant | Date | Station Name | Region | Dispatch Type | Classification | Fuel Source - Primary | Fuel Source - Descriptor | Reg Cap (MW)
AGL PARF NSW Pty Limited | 2016-11-18 | Broken Hill Solar Plant | NSW1 | Generator | Market Semi-Scheduled - Change of Intermediary | Wind | Wind | 198
AGL PARF NSW Pty Limited | 2016-11-18 | Nyngan Solar Plant | NSW1 | Generator | Market Semi-Scheduled - Change of Intermediary | Wind | Wind | 198
AGL SA Generation Pty Limited | 2019-04-12 | Barker Inlet Power Station | SA1 | Generator | Market Scheduled | Fossil | Natural Gas (pipeline) | 210
AGL SA Generation Pty Limited | 2019-04-12 | Barker Inlet Power Station | SA1 | FCAS | Adding FCAS
Balance Commodities and Energy Pty Ltd | 2019-01-24 |  |  | Customer | Market Customer
Bomen Solar Farm Pty Ltd as trustee for Bomen SF Trust | 2019-09-06 | Bomen Solar Farm | NSW1 | Generator | Market Semi-Scheduled | Solar | Photovoltaic Tracking Flat Panel | 121
Bright Spark Power Pty Ltd | 2019-09-10 |  |  | Customer | Retailer
Bulgana Wind Farm Pty Ltd | 2018-12-04 | Bulgana Green Power Hub | VIC1 | Generator | Market Semi-Scheduled | Wind | Wind - Onshore | 194
CRWF Nominees Pty Ltd as Trustee for CRWF Trust | 2019-01-11 | Crudine Ridge Wind Farm | NSW1 | Generator | Market Semi-Scheduled | Wind | Wind | 138
Darlington Point Solar Farm Pty Ltd | 2019-06-03 | Darlington Point Solar Farm | NSW1 | Generator | Market Semi-Scheduled | Solar |  | 324
Diamond Energy Pty Ltd | 2017-03-06 | Shepparton Wastewater Treatment Facility, Tatura Biomass Generator | VIC1 | Customer | Adding FCAS
Diamond Energy Pty Ltd | 2017-08-01 | Shepparton Wastewater Treatment Facility | VIC1 | Generator | Adding FCAS
Diamond Energy Pty Ltd | 2017-08-01 | Tatura Biomass Generator | VIC1 | Generator | Adding FCAS
Dundonnell Wind Farm Pty Ltd | 2019-05-30 | Dundonnell Wind Farm | VIC1 | Generator | Market Semi-Scheduled | Wind | Wind - Onshore | 336
EDL CSM (QLD) Pty Ltd | 2018-06-04 | North Goonyella Waste Coal Mine Gas Power | QLD1 | Generator | Non-Market Non-Scheduled | Fossil | Waste Coal Mine Gas | 22
Elliott Nevertire Solar Pty Ltd as Trustee for the Elliott Nevertire Trust | 2019-02-18 | Nevertire Solar Farm | NSW1 | Generator | Market Semi-Scheduled | Solar | Photovoltaic tracking flat panel | 132
Enel Energy Australia Pty Ltd | 2019-05-31 | Cohuna Solar Farm | VIC1 | Generator | Market Semi-Scheduled | Solar | Photovoltaic Tracking Flat panel | 31.16
EnergyAustralia Yallourn Pty Ltd | 2018-12-11 | Hallett Power Station | SA1 | Generator | Market Scheduled | Natural Gas | Natural Gas | 269
Granville Harbour Operations Pty Ltd as Trustee for Granville Harbour Operations Trust | 2019-07-01 | Granville Harbour Wind Farm | TAS1 | Generator | Market Semi-Scheduled | Wind | Wind | 111.6
Hydro Electric Corporation | 2018-12-17 | Bell Bay Three Power Station | TAS1 | Generator | Market Scheduled - Change of Intermediary | Fossil | Natural Gas | 163
Hydro Electric Corporation | 17/012/2018 | Tamar Valley Combined Cycle Power Station | TAS1 | Generator | Market Scheduled - Change of Intermediary | Fossil | Natural Gas | 208
Hydro Electric Corporation | 2019-09-06 | Musselroe Wind Farm | TAS1 | Generator | Adding FCAS | Wind | Wind | 168
Kennedy Energy Park Pty Ltd | 2018-07-30 | Kennedy Energy Park | QLD1 | Generator | Market Semi-Scheduled | Wind, Solar | Wind, Solar | 43 + 15
Kennedy Energy Park Pty Ltd | 2018-07-30 | Kennedy Energy Park | QLD1 | Contingency FCAS | Raise and Lower Services | Battery | Battery
Kennedy Energy Park Pty Ltd | 2018-07-30 | Kennedy Energy Park | QLD1 | Generator | Market Non-Scheduled | Battery | Battery | 2
KSF Project Nominees Pty Ltd as The Trustee for KSF Project Trust | 2019-09-09 | Kiamal Solar Farm | VIC1 | Generator | Market Semi-Scheduled | Solar | Solar | 239
Lal Lal Wind Farms Nom Co Pty Ltd | 2018-10-25 | Elaine Wind Farm | VIC1 | Generator | Market Semi-Scheduled | Wind | Wind | 83.6
Limondale Sun Farm Pty Ltd | 2019-03-12 | Limondale Solar Farm 1 | NSW1 | Generator | Market Semi-Scheduled | Solar | Solar | 275
Limondale Sun Farm Pty Ltd | 2018-11-27 | Limondale Solar Farm 2 | NSW1 | Generator | Market Semi-Scheduled | Solar | Solar | 43
Lincoln Gap Wind Farm (Operations) Pty Ltd | 2019-05-06 | Linclon Gap Battery Storage Load 1 | SA1 | Generator | Market Scheduled, FCAS | Battery | Battery | 10
Lincoln Gap Wind Farm (Operations) Pty Ltd | 2019-05-08 | Linclon Gap Battery Storage Load 1 | SA1 | Customer | Battery | Battery | Battery | 10
Localvolts Pty Ltd | 2017-06-21 |  | NSW1 | Customer | Retailer
Moorabool Wind Farm Interface Company Pty Ltd | 2018-10-17 | Moorabool Wind Farm | VIC1 | Generator | Market Semi-Scheduled | Wind | Wind | 312
Ovo Energy Pty. Ltd. | 2019-05-06 |  |  | Customer | Retailer
Sunraysia Solar Solar Project as trustee for the Sunraysia Solar Project Trust | 2019-03-27 | Sunraysia Solar Farm | NSW1 | Generator | Market Semi-Scheduled | Solar | Solar | 228.8
Synergen Power Pty Limited | 2019-03-29 |  |  | Customer | Market Customer |  |  | 200
The University of Queensland | 2019-04-12 | Warwick Solar Farm 1 | QLD1 | Generator | Market Semi-Scheduled | Solar | Solar | 39.3
The University of Queensland | 2019-04-12 | Warwick Solar Farm 2 | QLD1 | Generator | Market Semi-Scheduled | Solar | Solar | 39.3
Wild Cattle Hill Pty Ltd | 2019-02-22 | Cattle Hill Wind Farm | TAS1 | Generator | Market Semi-Scheduled | Wind | Wind | 148.4
Y.E.S. (Aust) Pty Ltd | 2018-06-12 |  | SA1 | Customer | Market Customer
Y.E.S. Energy (SA) Pty Ltd | 2018-08-16 |  | SA1 | Customer | Market Customer
Yarranlea Solar Pty Ltd | 2019-03-08 | Yarranlea Solar Farm | QLD1 | Generator | Market Semi-Scheduled | Solar | Solar | 121
Yatpool Sun Farm Pty Ltd | 2019-02-04 | Yatpool Solar Farm | VIC1 | Generator | Market Semi-Scheduled | Solar | Solar | 94

## Ceasing Registration
Registered Participant | ABN | Category of Participant | Facility | Units | Region | Type | Capacity | Time | Notice of Closure Date (NER Clause 2.10.1)
Adani Mining Pty Ltd | 27 145 455 205 | Intending | [5 empty] | 2017-02-03
AETV Pty Ltd |  | Generator | Tamar Valley Combined Cycle Power Station | 2019-02-01 | TAS1 | Market Scheduled | 208 | 2019-10-10
AETV Pty Ltd |  | Generator | Bell Bay Three Power Station: Bell Bay Three Units 1-3 and Tamar Valley Peaking Plant Unit 1 | 1-3 and 1 | TAS1 | Market Scheduled | 205 | 2019-10-10
AGL Energy Services (Queensland) Pty Limited | 80 104 759 471 | Generator | Roghan Road Power Station |  |  |  |  | 2010-04-30
AGL Hydro Partnership | 86 076 691 481 | Generator | Oakey Power Station | 1-2 | QLD1 | Market Scheduled |  | 2015-01-01
AGL Macquarie Pty Limited | 18 167 859 494 | Generator | Liddell Power Station | 1 | NSW1 | Market Scheduled | 500 |  | 2023-04-01
AGL Macquarie Pty Limited | 18 167 859 494 | Generator | Liddell Power Station | 2 | NSW1 | Market Scheduled | 500 |  | 2023-04-01
AGL Macquarie Pty Limited | 18 167 859 494 | Generator | Liddell Power Station | 3 | NSW1 | Market Scheduled | 500 |  | 2023-04-01
AGL Macquarie Pty Limited | 18 167 859 494 | Generator | Liddell Power Station | 4 | NSW1 | Market Scheduled | 500 |  | 2022-04-01
AGL SA Generation Pty Limited | 84 081 074 204 | Generator | Torrens Island A Power Station | 1 | SA1 | Market Scheduled | 120 |  | 2021-09-30
AGL SA Generation Pty Limited | 84 081 074 204 | Generator | Torrens Island A Power Station | 2 | SA1 | Market Scheduled | 120 |  | 2020-09-30
AGL SA Generation Pty Limited | 84 081 074 204 | Generator | Torrens Island A Power Station | 3 | SA1 | Market Scheduled | 120 |  | 2022-09-30
AGL SA Generation Pty Limited | 84 081 074 204 | Generator | Torrens Island A Power Station | 4 | SA1 | Market Scheduled | 120 |  | 2020-09-30
AGL Sales (Queensland Electricity) Pty Limited | 66 078 875 902 | Generator | Brooklyn Landfill Gas Power Station | 1-3 | VIC1 | Market Non-Scheduled |  | 2013-11-08
AGL Sales (Queensland Electricity) Pty Limited | 66 078 875 902 | Generator | Grange Avenue Landfill Gas Power Station | 1-2 | NSW1 | Market Non-Scheduled |  | 2013-08-01
AGL Sales (Queensland Electricity) Pty Limited | 66 078 875 902 | Generator | Jacks Gully Landfill Gas Power Station | 1-2 | NSW1 | Market Non-Scheduled |  | 2013-08-01
AGL Sales (Queensland Electricity) Pty Limited | 66 078 875 902 | Generator | German Creek Waste Coal Miine Power Station | 1-16 | QLD1 | Market Non-Scheduled |  | 2013-01-01
AGL Sales (Queensland Electricity) Pty Limited | 66 078 875 902 | Generator | KRC Cogeneration Plant Power Station | 3 | QLD1 | Market Non-Scheduled |  | 2012-12-14
AGL Southern Hydro (NSW) Pty Ltd | 73 056 452 601 | Generator | Yarrawonga Power Station | 1-2 | VIC1 | Non Market, Non-Scheduled |  | 2013-07-01
AGL Southern Hydro (NSW) Pty Ltd | 73 056 452 601 | Generator | Copeton Hydro Power Station | 1 | NSW1 | Non-market, Non-Scheduled |  | 2012-12-24
AGL Southern Hydro (NSW) Pty Ltd | 73 056 452 601 | Generator | Glenbawn Hydro Power Station | 1 | NSW1 | Non-market, Non-Scheduled |  | 2012-12-24
AGL Southern Hydro (NSW) Pty Ltd | 73 056 452 601 | Generator | Burrendong Hydro Power Station | 1 | NSW1 | Non-market, Non-Scheduled |  | 2012-12-07
Alcoa of Australia Limited | 93 004 879 298 | Generator | Anglesea Power Station | 4 |  | Market Scheduled |  | 2015-09-01
Alinta EATM Pty Ltd | 70 083 050 168 | Generator, Trader | [5 empty] | 2010-01-10
Apex Energy N L | 40 097 997 914 | Intending | [5 empty] | 2017-02-03
Aurora Energy Pty Ltd | 85 082 464 622 | Network Service Provider | Tasmanian Networks Pty Ltd |  | TAS1 | NSP, Distribution, Metering Data Provider & Metering Provider |  | 2014-07-01
Ausgrid | 67 505 337 385 | Generator | Mornington Waste Disposal | 1 | VIC1 | Market Non-Scheduled |  | 2011-07-01
Ausgrid | 67 505 337 385 | Generator | Woodlawn Bioreactor | 1-6 | NSW1 | Market Non-Scheduled |  | 2011-07-01
Ausgrid | 67 505 337 385 | Generator | Wyndham Waste Disposal | 1 | VIC1 | Market Non-Scheduled |  | 2011-07-01
Australian Power and Gas (NSW) Pty Ltd | 95 116 613 435 | Customer | [5 empty] | 2012-05-16
Australian Power and Gas Pty Limited | 26 118 609 813 | Market Customer | [5 empty] | 2016-01-21
Balfour Beatty Investments Australia Pty Limited | 94 166 345 017 | Intending | [5 empty] | 2017-02-03
Barclays Bank PLC | 86 062 449 585 | Trader | [5 empty] | 2014-03-18
BE Pro S Pty Ltd | 34 623 315 104 | Intending | [5 empty] | 2019-09-24
Bell Bay Power Pty Ltd | 52 097 079 331 | Generator | [5 empty] | 2009-11-14
Boreas Wind Group (Australia) Pty Ltd | 64 148 173 353 | Intending | [5 empty] | 2017-02-03
BP Energy Asia Pte Limited | 77 549 205 033 | Trader | [5 empty] | 2013-04-04
BP Solar Pty Ltd | 52 094 827 531 | Intending | [5 empty] | 2013-03-19
C S Energy Limited | 54 078 848 745 | Generator | Swanbank B Power Station | 2 & 4 | QLD1 | Market Scheduled |  | 2011-07-01
C S Energy Limited | 54 078 848 745 | Generator | Swanbank B Power Station | 1 & 3 | QLD1 | Market Scheduled |  | 2011-07-01
C S Energy Limited | 54 078 848 745 | Generator | Swanbank Power Station E | 1 | QLD1 | 4 |  | 2011-07-01
C S Energy Limited | 54 078 848 745 | Generator | Collinsville Power Station | 1 | QLD1 | Market Scheduled |  | 2011-07-01
C S Energy Limited | 54 078 848 745 | Generator | Callide A Power Station | 2 | QLD1 | Market Scheduled |  | 2011-05-17
CBD Energy Limited | 88 010 966 793 | Intending | [5 empty] | 2014-12-01
CitiPower Pty | 76 064 651 056 | Customer | [5 empty] | 2011-04-04
CSR Limited | 90 000 001 276 | Generator | Invicta Sugar Mill |  | QLD1 | Market Non-Scheduled |  | 2013-05-16
CuString Pty Ltd | 47 137 531 054 | Intending | [5 empty] | 2011-08-19
Delta Electricity | 67 139 819 642 | Generator | Munmorah Power Station | 4 | NSW1 | Market Scheduled |  | 2014-05-29
Delta Electricity | 67 139 819 642 |  | Munmorah Power Station | 3 | NSW1 | Market Scheduled |  | 2014-05-29
Delta Electricity | 67 139 819 642 | Generator | Condong Power Station | 1 | NSW1 | Market Non-Scheduled |  | 2013-11-08
Delta Electricity | 67 139 819 642 | Generator | Broadwater Power Station | 1-2 | NSW1 | Market Non-Scheduled |  | 2013-11-08
EDL Group Operations Pty Ltd | 39 055 555 416 | Generator | Claytons Landfill Gas Power Station | 1-11 | VIC1 | Market Non-Scheduled |  | 2013-11-08
EDL LFG (QLD) Pty Ltd | 21 071 089 579 | Generator | Roghan Road LFG Power Plant | 1 | QLD1 | Market Non-Scheduled |  | 2019-07-26
EDL LFG (SA) Pty Limited | 21 055 640 321 | Generator | Pedler Creek Landfill Gas Power Station | 1-3 | SA1 | Market Non-Scheduled |  | 2017-07-25
EDL LFG (SA) Pty Ltd | 21 055 640 321 | Generator | Highbury Landfill Gas Power Station Unit 1 | 1 | SA1 | Market Non-Scheduled |  | 2016-06-19
EDL LFG (SA) Pty Ltd | 21 055 640 321 | Generator | Tea Tree Gully Landfill Gas Power Station Unit 1 | 1 | SA1 | Market Non-Scheduled |  | 2016-06-19
EEW Eco Energy World Australia Proprietary Ltd | 14 611 582 239 | Intending | [5 empty] | 2019-09-27
Electrade II Pty Limited | 40 127 459 563 | Trader | [5 empty] | 2012-11-09
Energy Brix Australia Corporation Pty Ltd | 79 074 736 833 | Market Customer, Generator | Energy Brix Complex Power Station | 1-3 | VIC1 | Market Scheduled |  | 2016-03-14
EnergyAustralia Pty Ltd | 99 086 014 968 | Generator | Wallerawang C Power Station | 8 | NSW1 | Market Scheduled |  | 2014-12-30
EnergyAustralia Pty Ltd | 99 086 014 968 | Generator | Wallerawang C Power Station | 7 | NSW1 | Market Scheduled |  | 2014-06-20
EnergyAustralia Pty Ltd | 99 086 014 968 | Generator | Waterloo Wind Farm | 1 | SA1 | Market Semi-Scheduled |  | 2012-11-02
EnerNOC Pty Ltd | 49 104 710 278 | Generator | Blue Lake Milling Power Plant | 1 | SA1 | Market Non-Scheduled | 0.5 | 2018-03-12
EnerNOC Pty Ltd | 49 104 710 278 | Generator | Bankstown Sports Club Plant Units | 1-2 | NSW1 | Market Non-Scheduled | 2 | 2018-03-12
EnerNOC Pty Ltd | 49 104 710 278 | Generator | Amcor Glass, Gawler Plant | 1-3 | SA1 | Market Non-Scheduled |  | 2015-12-31
EnerNOC Pty Ltd | 49 104 710 278 | Generator | Symex Power Plant | 1 | VIC1 | Market Non-Scheduled |  | 2012-11-30
Eraring Energy | 31 357 688 069 | Generator | Hume (NSW) Hydro Power Station | 1-2 | NSW1 | Market Scheduled |  | 2013-08-02
Eraring Energy | 31 357 688 069 | Generator | Hume (Vic) Hydro Power Station | 1-2 | VIC1 | Market Non-Scheduled |  | 2013-08-02
Eraring Energy | 31 357 688 069 | Generator | Brown Mountain Hydro Power Station | 1-6 | NSW1 | Market Non-Scheduled |  | 2013-08-02
Eraring Energy | 31 357 688 069 | Generator | Keepit Hydro Power Station | 1 | NSW1 | Market Non-Scheduled |  | 2013-08-02
Eraring Energy | 31 357 688 069 | Generator | Burrinjuck Mountain Hydro Power Station | 3-5 | NSW1 | Market Non-Scheduled |  | 2013-08-02
Eraring Energy | 31 357 688 069 | Generator | Warragamba Power Station | 1 | NSW1 | Market Non-Scheduled |  | 2013-07-19
ERM Land Holdings Pty Ltd | 40 083 762 056 | Intending | [5 empty] | 2009-09-08
Essential Energy | 37 428 185 226 | Generator | Teralba Power Station | 1-8 | NSW1 | Market Non-Scheduled |  | 2014-01-01
Essential Energy | 37 428 185 226 | Generator | Oaky Creek Mine Power Station | 1-16 | QLD1 | Market Non-Scheduled |  | 2013-10-04
Essential Energy | 37 428 185 226 | Generator | Daandine Power Station | 1-11 | QLD1 | Market Non-Scheduled |  | 2013-10-04
Essential Energy | 37 428 185 226 | Generator | Wonthaggie Wind Farm | 1-6 | VIC1 | Market Non-Scheduled |  | 2012-05-10
Essential Energy | 37 428 185 226 | Generator | Lucas Heights II Stage 2 | 1-4 | NSW1 | Market Non-Scheduled |  | 2012-05-10
Essential Energy | 37 428 185 226 | Generator | Lake Bonney Wind Farm | 1-46 | SA1 | Market Non-Scheduled |  | 2012-05-10
Essential Energy | 37 428 185 226 | Generator | Rochedale Renewable Energy Facility Units | 1-4 | QLD1 | Market Non-Scheduled |  | 2011-09-23
Essential Energy | 37 428 185 226 | Generator | Whitwood Road Power Station | 1 | QLD1 | Market Non-Scheduled |  | 2011-09-23
First Solar (Australia) Pty Ltd | 66 141 686 946 | Intending | [5 empty] | 2019-04-11
Flinders Operating Services Pty Ltd | 36 094 130 837 | Generator | Northern Power Station | 1-2 | SA1 | Market Scheduled |  | 2016-09-01
Flinders Operating Services Pty Ltd | 36 094 130 837 | Generator | Playford B Power Station | 1-4 | SA1 | Market Scheduled |  | 2016-09-01
Gannawarra Solar Farm Pty Ltd | 33 615 736 895 | Intending | Gannawarra Solar Farm Units | 1-22 | VIC1 |  |  | 2018-03-20
Green State Power Pty Ltd | 52 163 839 147 | Generator | Brown Mountain Hydro Power Station |  | NSW1 | Market Non-Scheduled |  | 2014-12-08
Green State Power Pty Ltd | 52 163 839 147 | Generator | Burrinjuck Hydro Power Station | 3, 4 & 5 | NSW1 | Market Non-Scheduled |  | 2014-07-18
Green State Power Pty Ltd | 52 163 839 147 | Generator | Hume (NSW) Hydro Power Station | 1-2 | NSW1 | Market Scheduled |  | 2014-07-18
Green State Power Pty Ltd | 52 163 839 147 | Generator | Keepit Hydro Power Station | 1 | NSW1 | Market Non-Scheduled |  | 2014-07-18
Green State Power Pty Ltd | 52 163 839 147 | Generator | Hume (Vic) Hydro Power Station | 1-2 | VIC1 | Market Scheduled |  | 2014-07-18
Green State Power Pty Ltd | 145 051 994 | Intending | [5 empty] | 2013-03-19
Gullen Range Wind Farm Pty Ltd | 81 129 017 787 | Network Service Provider | Gullen Range Wind Farm | 1-73 | NSW1 | Market Semi-Scheduled |  | 2014-07-11
Hazelwood Power Partnership (Trading as Hazelwood Power) | 40 924 759 557 | Generator | Hazelwood Power Station | 1-8 | VIC1 | Market Scheduled |  | 2017-04-01
Hydro-Electric Corporation | 48 072 377 158 | Generator | Bell Bay Diesel Generator |  | TAS1 | Market Non-Scheduled |  | 2016-08-23
Hydro-Electric Corporation trading as Hydro Tasmania | 48 072 377 158 | Generator | Terminal Storage Mini Hydro Power Station | 1 | SA1 | Market Non-Scheduled |  | 2017-09-14
IMC Pacific Pty Ltd | 89 099 273 846 | Trader | [5 empty] | 2011-03-22
Independent Electricity Retail Solutions Pty Ltd | 47 107 316 423 | Customer | [5 empty] | 2011-08-06
Investec Bank (Australia) Limited | 55 071 292 594 | Intending | [5 empty] | 2009-08-08
LMS Energy Pty Ltd | 39 059 428 474 | Generator | Hallam Road Renewable Energy Facility | 1-8 | VIC1 | Market Non-Scheduled |  | 2013-06-12
Lumo Energy (SA) Pty Ltd | 61 114 356 697 | Generator | Hunter Economic Zone | 1-16 | NSW1 | Market Non-Scheduled Generator |  | 2016-10-28
Lumo Energy Australia Pty Ltd | 69 100 528 327 | Generator | Hallam Road Renewable Energy Facility | 1-8 | VIC1 | Market Non-Scheduled |  | 16/11/2019*
Lumo Energy Australia Pty Ltd | 69 100 528 327 | Generator | Wollert Renewable Energy Facility | 1-7 | VIC1 | Market Non-Scheduled |  | 16/11/2019*
Lumo Generation SA Pty Ltd | 87 115 291 042 | Generator | Awaba Power Station |  | NSW1 | Market Non-Scheduled |  | 16/11/2019*
Lumo Generation SA Pty Ltd | 87 115 291 042 | Generator | Remount Power Station | 1-2 | TAS1 | Market Non-Scheduled |  | 16/11/2019*
Lyon Solar Pty Ltd | 50 616 160 073 | Intending | [5 empty] | 2019-06-19
Macquarie Generation | 18 402 904 344 | Generator | Liddell Power Station |  | NSW1 | Market Scheduled |  | 2014-09-03
Macquarie Generation | 18 402 904 344 | Generator | Hunter Valley Gas Turbines |  | NSW1 | Market Scheduled |  | 2014-09-03
Macquarie Generation | 18 402 904 344 | Generator | Bayswater Power Station |  | NSW1 | Market Scheduled |  | 2014-09-03
Macquarie Generation | 18 402 904 344 | Market Customer |  |  | NSW1 |  |  | 2014-09-03
Merrill Lynch Commodities (Europe) Limited | 17 571 601 210 | Trader | [5 empty] | 2011-07-29
Mt Hope Family Trust & B.L Welsh & J.M Welsh & M.F Welsh as a Family Partnership trading as MF Welsh & Co | 74 374 972 205 | Intending | [5 empty] | 2017-02-03
N.P. Power Pty Ltd | 82 094 423 006 | Intending | [5 empty] | 2017-02-03
Origin Energy Electricity Limited | 33 071 052 287 | Generator | Lucas Heights II Stage 2 | 1-4 | NSW1 | Market Non-Scheduled |  | 2013-01-01
Photon Energy AUS SPV 2 Pty Ltd | 63 159 386 259 | Intending | [5 empty] | 2019-09-24
Power Club Limited | 71 603 346 836 | Intending | [5 empty] | 2019-09-24
RATCH-Australia Collinsville Pty Limited | 84 058 436 847 | Generator | Collinsville Power Station | 1-5 | QLD1 | Market Scheduled |  | 2013-01-01
Recurrent Energy Australia Pty Ltd | 61 156 635 415 | Intending | [5 empty] | 2014-08-05
Redbank Project Pty Limited | 34 075 222 561 | Generator |  |  |  | Market Scheduled |  | 2015-10-13
Renewable Power Ventures Pty Ltd | 25 102 696 159 | Intending | [5 empty] | 2009-08-28
RES Southern Cross Pty Limited | 79 106 640 206 | Intending | [5 empty] | 2013-03-21
Rocky Point Power Project Pty Ltd | 21 117 462 889 | Generator | Rocky Point Cogeneration Plant |  | QLD1 | Market Non-Scheduled |  | 2013-08-22
SA Power Networks | 13 332 330 749 | Market Customer |  |  | SA1 |  |  | 2017-12-01
Santos (TGR) Pty Ltd | 29 098 099 908 | Intending | [5 empty] | 2017-02-03
Secure Energy Pty Ltd | 83 124 703 224 | Generator | Southbank Institute of Technology | 1 | QLD1 | Market Non-Scheduled |  | 2019-07-12
Societe Generale | 71 092 516 286 | Trader | [5 empty] | 2011-02-10
Stanwell Corporation Limited | 37 078 848 674 | Generator | Swanbank B Power Station | 1 & 3 | QLD1 | Market Scheduled |  | 2013-08-13
Stanwell Corporation Limited | 37 078 848 674 | Generator | Gladstone Power Station | 1-6 | QLD1 | Market Scheduled |  | 2011-07-01
Stanwell Corporation Limited | 37 078 848 674 | Generator | Mackay Gas Turbine | 1 | QLD1 | Market Scheduled | 30 |  | 2021-04-01
State Electricity Commission Victoria (SECV) | 58 155 836 293 | Generator, Market Customer | Anglesea Power Station, Point Henry Smelter | 1 | VIC1 | Market Scheduled |  | 2014-08-01
Tarong Energy Corporation Limited | 52 078 848 736 | Customer | [5 empty] | 2012-01-31
Tarong Energy Corporation Limited | 52 078 848 736 | Generator | Tarong North Power Station | 1 | QLD1 | Market Scheduled |  | 2011-07-01
Tarong Energy Corporation Limited | 52 078 848 736 | Generator | Tarong Power Station | 1-4 | QLD1 | Market Scheduled |  | 2011-07-01
Tarong Energy Corporation Limited | 52 078 848 736 | Generator | Wivenhoe Power Station | 1-2 | QLD1 | Market Scheduled |  | 2011-07-01
Tarong Energy Corporation Limited | 52 078 848 736 | Generator | Tarong Gas Turbine | 1 | QLD1 | Market Scheduled |  | 2011-07-01
Transend Networks Pty Ltd | 57 082 586 892 | Generator | Transend Networks transmission system |  | TAS1 | NSP, Transmission & Special Participant, System Operator |  | 2014-07-01
TRUenergy Pty Ltd | 99 086 014 968 | Generator | Hallett Power Station | 1-3 | SA1 | Market Scheduled |  | 2010-12-23
Utilities Management Pty Ltd | 25 090 664 878 | NSP | SA Distribution Network |  | SA1 | Network |  | 2009-05-10
Valley Power Pty Ltd | 16 083 964 407 | Generator | Valley Power Peaking Facility | 1-6 | VIC1 | Market Scheduled |  | 2012-02-01
Waterloo Wind Farm Pty Ltd | 87 113 160 731 | Intending | [5 empty] | 2010-12-16
ZeroGen Pty Ltd | 25 118 696 932 | Intending | [5 empty] | 2010-12-16
*The day after the final settlement revision

## Generators and Scheduled Loads
Participant | Station Name | Region | Dispatch Type | Category | Classification | Fuel Source - Primary | Fuel Source - Descriptor | Technology Type - Primary | Technology Type - Descriptor | Physical Unit No. | Unit Size (MW) | Aggregation | DUID | Reg Cap (MW) | Max Cap (MW) | Max ROC/Min
AETV Pty Ltd | Bairnsdale Power Station | VIC1 | Generator | Market | Scheduled | Fossil | Natural Gas | Combustion | Open Cycle Gas turbines (OCGT) | 1 | 47 | Y | BDL01 | 47 | 47 | 4
AETV Pty Ltd | Bairnsdale Power Station | VIC1 | Generator | Market | Scheduled | Fossil | Natural Gas | Combustion | Open Cycle Gas turbines (OCGT) | 2 | 47 | Y | BDL02 | 47 | 47 | 4
AETV Pty Ltd | Chepstowe Wind Farm | VIC1 | Generator | Market | Non-Scheduled | Wind | Wind | Renewable | Wind - Onshore | 1-3 | 2.05 | N | CHPSTWF1 | 6.15 | 6 | 0
AGL Hydro Partnership | Agl Kemps Creek | NSW1 | Generator | Market | Non-Scheduled | Renewable/ Biomass / Waste | Landfill Methane / Landfill Gas | Combustion | Compression Reciprocating Engine | 1-2 | 0.5 | Y | AGLSITA1 | 1 | 2 | 0
AGL Hydro Partnership | Banimboola Power Station | VIC1 | Generator | Market | Non-Scheduled | Hydro | Water | Renewable | Hydro - Gravity | 1-2 | 5.3 | Y | BAPS | 12.85 | 13
AGL Hydro Partnership | Banimboola Power Station | VIC1 | Generator | Market | Non-Scheduled | Hydro | Water | Renewable | Hydro - Gravity | 3 | 2.25 | Y | BAPS | - | - | -
AGL Hydro Partnership | Bogong / Mackay Power Station | VIC1 | Generator | Market | Scheduled | Hydro | Water | Renewable | Hydro - Gravity | 1-3 | 26.7 | Y | MCKAY1 | - | - | -
AGL Hydro Partnership | Bogong / Mackay Power Station | VIC1 | Generator | Market | Scheduled | Hydro | Water | Renewable | Hydro - Gravity | 1-2 | 74 | Y | MCKAY1 | 300 | 300 | 60
AGL Hydro Partnership | Broken Hill Solar Plant | NSW1 | Generator | Market | Semi-Scheduled | Solar | Solar | Renewable | Photovoltaic Flat panel | 1-80 | 0.672 | N | BROKENH1 | 53.76 | 53 | 20
AGL Hydro Partnership | Burrendong Hydro Power Station | NSW1 | Generator | Market | Non-Scheduled | Hydro | Water | Renewable | Hydro - Gravity | 1 | 19 | N | BDONGHYD | 19 | 19 | 0
AGL Hydro Partnership | Clover Power Station | VIC1 | Generator | Market | Non-Scheduled | Hydro | Water | Renewable | Hydro - Gravity | 1-2 | 14.5 | Y | CLOVER | 29 | 29 | 0
AGL Hydro Partnership | Copeton Hydro Power Station | NSW1 | Generator | Market | Non-Scheduled | Hydro | Water | Renewable | Hydro - Gravity | 1 | 22.5 | N | COPTNHYD | 22.5 | 23 | 0
AGL Hydro Partnership | Dartmouth Power Station | VIC1 | Generator | Market | Scheduled | Hydro | Water | Renewable | Hydro - Gravity | 1 | 150 | Y | DARTM1 | 185 | 185 | 60
AGL Hydro Partnership | Eildon Power Station | VIC1 | Generator | Market | Scheduled | Hydro | Water | Renewable | Hydro - Gravity | 1 | 60 | Y | EILDON1 | 60 | 60 | 20
AGL Hydro Partnership | Eildon Power Station | VIC1 | Generator | Market | Scheduled | Hydro | Water | Renewable | Hydro - Gravity | 1b | 7.5 | Y | EILDON1 | - | - | -
AGL Hydro Partnership | Eildon Power Station | VIC1 | Generator | Market | Scheduled | Hydro | Water | Renewable | Hydro - Gravity | 2 | 60 | Y | EILDON2 | 60 | 60 | 20
AGL Hydro Partnership | Eildon Power Station | VIC1 | Generator | Market | Scheduled | Hydro | Water | Renewable | Hydro - Gravity | 2b | 7.5 | Y | EILDON2 | - | - | -
AGL Hydro Partnership | Glenbawn Hydro Power Station | NSW1 | Generator | Market | Non-Scheduled | Hydro | Water | Renewable | Hydro - Gravity | 1 | 5.5 | N | GLBWNHYD | 5.5 | 6 | 0
AGL Hydro Partnership | ISIS Central Sugar Mill Co-generation Plant | QLD1 | Generator | Market | Non-Scheduled | Renewable/ Biomass / Waste | Bagasse | Combustion | Steam Sub-Critical | 1 | 25 | N | ICSM | 25 | 25
AGL Hydro Partnership | Kincumber Landfill Site | NSW1 | Generator | Market | Non-Scheduled | Renewable/ Biomass / Waste | Landfill Methane / Landfill Gas | Combustion | Compression Reciprocating Engine | 1 | 1.064 | N | KINCUM1 | 1.064 | 1 | 0
AGL Hydro Partnership | Macarthur Wind Farm | VIC1 | Generator | Market | Semi-Scheduled | Wind | Wind | Renewable | Wind - Onshore | 1-140 | 3 | N | MACARTH1 | 420 | 420 | 90
AGL Hydro Partnership | Moranbah Generation Project | QLD1 | Generator | Market | Non-Scheduled | Fossil | Coal Seam Methane | Combustion | Compression Reciprocating Engine | 1-8 | 1.57 | N | MORANBAH | 12.56 | 13
AGL Hydro Partnership | Nyngan Solar Plant | NSW1 | Generator | Market | Semi-Scheduled | Solar | Solar | Renewable | Photovoltaic Flat panel | 1-154 | 0.663 | N | NYNGAN1 | 102.141 | 102 | 20
AGL Hydro Partnership | Oaklands Hill Wind Farm | VIC1 | Generator | Market | Semi-Scheduled | Wind | Wind | Renewable | Wind - Onshore | 1-32 | 2.1 | N | OAKLAND1 | 67 | 63 | 30
AGL Hydro Partnership | Pindari Hydro Power Station | NSW1 | Generator | Market | Non-Scheduled | Hydro | Water | Renewable | Hydro - Gravity | 1 | 6.7 | N | PINDARI | 6.7 | 6
AGL Hydro Partnership | Rubicon Mountain Streams Station | VIC1 | Generator | Market | Non-Scheduled | Hydro | Water | Renewable | Hydro - Gravity | LRPS1 | 2.7 | Y | RUBICON | 2.7 | 2.7 | 0
AGL Hydro Partnership | Rubicon Mountain Streams Station | VIC1 | Generator | Market | Non-Scheduled | Hydro | Water | Renewable | Hydro - Gravity | RFPS1 | 0.3 | Y | RUBICON | 0.3 | 0.3 | 0
AGL Hydro Partnership | Rubicon Mountain Streams Station | VIC1 | Generator | Market | Non-Scheduled | Hydro | Water | Renewable | Hydro - Gravity | RPS1-2 | 4.7 | Y | RUBICON | 9.4 | 9.4 | 0
AGL Hydro Partnership | Rubicon Mountain Streams Station | VIC1 | Generator | Market | Non-Scheduled | Hydro | Water | Renewable | Hydro - Gravity | RYPS1 | 0.8 | Y | RUBICON | 0.8 | 0.8 | 0
AGL Hydro Partnership | Somerton Power Station | VIC1 | Generator | Market | Scheduled | Fossil | Natural Gas | Combustion | Open Cycle Gas turbines (OCGT) | 1-4 | 42.5 | Y | AGLSOM | 170 | 170 | 30
AGL Hydro Partnership | Townsville Gas Turbine | QLD1 | Generator | Market | Scheduled | Fossil | Natural Gas | Combustion | Combined Cycle Gas Turbine (CCGT) | 1 | 160 | Y | YABULU | 160 | 174 | 17
AGL Hydro Partnership | Townsville Gas Turbine | QLD1 | Generator | Market | Scheduled | Fossil | Natural Gas | Combustion | Combined Cycle Gas Turbine (CCGT) | 2 | 82 | Y | YABULU2 | 82 | 84 | 10
AGL Hydro Partnership | West Kiewa Power Station | VIC1 | Generator | Market | Scheduled | Hydro | Water | Renewable | Hydro - Gravity | WKIEWA1 | 15.5 | Y | WKIEWA1 | 31 | 34 | 15
AGL Hydro Partnership | West Kiewa Power Station | VIC1 | Generator | Market | Scheduled | Hydro | Water | Renewable | Hydro - Gravity | WKIEWA2 | 15.5 | Y | WKIEWA2 | 31 | 34 | 15
AGL Hydro Partnership | West Nowra Landfill Gas Power Generation Facility | NSW1 | Generator | Market | Non-Scheduled | Renewable/ Biomass / Waste | Landfill Methane / Landfill Gas | Combustion | Compression Reciprocating Engine | 1 | 1 | N | AGLNOW1 | 1 | 1
AGL Hydro Partnership | Woy Woy Landfill Site | NSW1 | Generator | Market | Non-Scheduled | Renewable/ Biomass / Waste | Landfill Methane / Landfill Gas | Combustion | Spark Ignition Reciprocating Engine | 1 | 1.064 | N | WOYWOY1 | 1.064 | 1 | 0
AGL Hydro Partnership | Yarrawonga Hydro Power Station | VIC1 | Generator | Market | Non-Scheduled | Hydro | Water | Renewable | Hydro - Gravity | 1-2 | 4.725 | N | YWNGAHYD | 9 | 9 | 0
AGL Loy Yang Marketing Pty Ltd | Loy Yang A Power Station | VIC1 | Generator | Market | Scheduled | Fossil | Brown Coal | Combustion | Steam Sub-Critical | 1 | 560 | Y | LYA1 | 560 | 590 | 118
AGL Loy Yang Marketing Pty Ltd | Loy Yang A Power Station | VIC1 | Generator | Market | Scheduled | Fossil | Brown Coal | Combustion | Steam Sub-Critical | 2 | 530 | Y | LYA2 | 530 | 535 | 108
AGL Loy Yang Marketing Pty Ltd | Loy Yang A Power Station | VIC1 | Generator | Market | Scheduled | Fossil | Brown Coal | Combustion | Steam Sub-Critical | 3 | 560 | Y | LYA3 | 560 | 590 | 118
AGL Loy Yang Marketing Pty Ltd | Loy Yang A Power Station | VIC1 | Generator | Market | Scheduled | Fossil | Brown Coal | Combustion | Steam Sub-Critical | 4 | 560 | Y | LYA4 | 560 | 580 | 116
AGL Macquarie Pty Limited | Bayswater Power Station | NSW1 | Generator | Market | Scheduled | Fossil | Black Coal | Combustion | Steam Sub-Critical | 1 | 660 | Y | BW01 | 660 | 700 | 140
AGL Macquarie Pty Limited | Bayswater Power Station | NSW1 | Generator | Market | Scheduled | Fossil | Black Coal | Combustion | Steam Sub-Critical | 2 | 660 | Y | BW02 | 660 | 700 | 140
AGL Macquarie Pty Limited | Bayswater Power Station | NSW1 | Generator | Market | Scheduled | Fossil | Black Coal | Combustion | Steam Sub-Critical | 3 | 660 | Y | BW03 | 660 | 700 | 140
AGL Macquarie Pty Limited | Bayswater Power Station | NSW1 | Generator | Market | Scheduled | Fossil | Black Coal | Combustion | Steam Sub-Critical | 4 | 660 | Y | BW04 | 660 | 700 | 140
AGL Macquarie Pty Limited | Hunter Valley Gas Turbine | NSW1 | Generator | Market | Scheduled | Fossil | Kerosene | Combustion | Open Cycle Gas turbines (OCGT) | 1-2 | 25 | Y | HVGTS | 50 | 50 | 10
AGL Macquarie Pty Limited | Liddell Power Station | NSW1 | Generator | Market | Scheduled | Fossil | Black Coal | Combustion | Steam Sub-Critical | 1 | 500 | Y | LD01 | 500 | 550 | 110
AGL Macquarie Pty Limited | Liddell Power Station | NSW1 | Generator | Market | Scheduled | Fossil | Black Coal | Combustion | Steam Sub-Critical | 2 | 500 | Y | LD02 | 500 | 550 | 110
AGL Macquarie Pty Limited | Liddell Power Station | NSW1 | Generator | Market | Scheduled | Fossil | Black Coal | Combustion | Steam Sub-Critical | 3 | 500 | Y | LD03 | 500 | 550 | 110
AGL Macquarie Pty Limited | Liddell Power Station | NSW1 | Generator | Market | Scheduled | Fossil | Black Coal | Combustion | Steam Sub-Critical | 4 | 500 | Y | LD04 | 500 | 550 | 110
AGL PARF NSW Pty Ltd | Silverton Wind Farm | NSW1 | Generator | Market | Semi-Scheduled | Wind | Wind | Renewable | Wind - Onshore | 1-58 | 3.43 | Y | STWF1 | 198.94 | 198 | 50
AGL PARF QLD Pty Limited | Coopers Gap Wind Farm | QLD1 | Generator | Market | Semi-Scheduled | Wind | Wind | Renewable | Wind - Onshore | 1-48 | 3.52 | Y | COOPGWF1 | 174 | 169 | 100
AGL PARF QLD Pty Limited | Coopers Gap Wind Farm | QLD1 | Generator | Market | Semi-Scheduled | Wind | Wind | Renewable | Wind - Onshore | 49-62 | 3.71 | Y | COOPGWF1 | 53 | 52 | 100
AGL PARF QLD Pty Limited | Coopers Gap Wind Farm | QLD1 | Generator | Market | Semi-Scheduled | Wind | Wind | Renewable | Wind - Onshore | 63-105 | 3.53 | Y | COOPGWF1 | 156 | 152 | 100
AGL PARF QLD Pty Limited | Coopers Gap Wind Farm | QLD1 | Generator | Market | Semi-Scheduled | Wind | Wind | Renewable | Wind - Onshore | 106-123 | 3.72 | Y | COOPGWF1 | 69 | 67 | 100
AGL SA Generation Pty Limited | Barker Inlet Power Station | SA1 | Generator | Market | Scheduled | Fossil | Natural Gas | Combustion | Compression Reciprocating Engine | 1-12 | 17.5 | Y | BARKIPS1 | 211 | 210 | 42
AGL SA Generation Pty Limited | Hallett 1 Wind Farm | SA1 | Generator | Market | Semi-Scheduled | Wind | Wind | Renewable | Wind - Onshore | 1-45 | 2.1 | N | HALLWF1 | 94.5 | 95 | 30
AGL SA Generation Pty Limited | Hallett 2 Wind Farm | SA1 | Generator | Market | Semi-Scheduled | Wind | Wind | Renewable | Wind - Onshore | 1-34 | 2.1 | N | HALLWF2 | 71.4 | 71 | 30
AGL SA Generation Pty Limited | North Brown Hill Wind Farm | SA1 | Generator | Market | Semi-Scheduled | Wind | Wind | Renewable | Wind - Onshore | 1-63 | 2.1 | N | NBHWF1 | 132.3 | 132 | 30
AGL SA Generation Pty Limited | The Bluff Wind Farm | SA1 | Generator | Market | Semi-Scheduled | Wind | Wind | Renewable | Wind - Onshore | 1-25 | 2.1 | N | BLUFF1 | 52.5 | 53 | 30
AGL SA Generation Pty Limited | Torrens Island Power Station | SA1 | Generator | Market | Scheduled | Fossil | Natural Gas / Fuel Oil | Combustion | Steam Sub-Critical | 1 | 120 | Y | TORRA1 | 120 | 120 | 20
AGL SA Generation Pty Limited | Torrens Island Power Station | SA1 | Generator | Market | Scheduled | Fossil | Natural Gas / Fuel Oil | Combustion | Steam Sub-Critical | 2 | 120 | Y | TORRA2 | 120 | 120 | 20
AGL SA Generation Pty Limited | Torrens Island Power Station | SA1 | Generator | Market | Scheduled | Fossil | Natural Gas / Fuel Oil | Combustion | Steam Sub-Critical | 3 | 120 | Y | TORRA3 | 120 | 120 | 15
AGL SA Generation Pty Limited | Torrens Island Power Station | SA1 | Generator | Market | Scheduled | Fossil | Natural Gas / Fuel Oil | Combustion | Steam Sub-Critical | 4 | 120 | Y | TORRA4 | 120 | 120 | 15
AGL SA Generation Pty Limited | Torrens Island Power Station | SA1 | Generator | Market | Scheduled | Fossil | Natural Gas / Fuel Oil | Combustion | Steam Sub-Critical | 1 | 200 | Y | TORRB1 | 200 | 210 | 20
AGL SA Generation Pty Limited | Torrens Island Power Station | SA1 | Generator | Market | Scheduled | Fossil | Natural Gas / Fuel Oil | Combustion | Steam Sub-Critical | 2 | 200 | Y | TORRB2 | 200 | 210 | 20
AGL SA Generation Pty Limited | Torrens Island Power Station | SA1 | Generator | Market | Scheduled | Fossil | Natural Gas / Fuel Oil | Combustion | Steam Sub-Critical | 3 | 200 | Y | TORRB3 | 200 | 210 | 20
AGL SA Generation Pty Limited | Torrens Island Power Station | SA1 | Generator | Market | Scheduled | Fossil | Natural Gas / Fuel Oil | Combustion | Steam Sub-Critical | 4 | 200 | Y | TORRB4 | 200 | 210 | 20
AGL SA Generation Pty Limited | Wattle Point Wind Farm | SA1 | Generator | Market | Non-Scheduled | Wind | Wind | Renewable | Wind - Onshore | 1-55 | 1.65 | N | WPWF | 90.75 | 91
Alcoa Portland Aluminium Pty Ltd | Portland | VIC1 | Load | Non-Market | Non-Scheduled | - | - | - | - | 1 | 450 | N | - | 450 | 509 | 0
Alinta Energy Retail Sales Pty Ltd | Bald Hills Wind Farm | VIC1 | Generator | Market | Semi-Scheduled | Wind | Wind | Renewable | Wind - Onshore | 1-52 | 2.05 | Y | BALDHWF1 | 106.6 | 106 | 600
Alinta Energy Retail Sales Pty Ltd | Bannerton Solar Park | VIC1 | Generator | Market | Semi-Scheduled | Solar | Solar | Renewable | Photovoltaic Tracking Flat panel | 1-40 | 2.5 | Y | BANN1 | 100 | 88 | 17
Alinta Energy Retail Sales Pty Ltd | Loy Yang B Power Station | VIC1 | Generator | Market | Scheduled | Fossil | Brown Coal | Combustion | Steam Sub-Critical | 1 | 500 | Y | LOYYB1 | 500 | 550 | 25
Alinta Energy Retail Sales Pty Ltd | Loy Yang B Power Station | VIC1 | Generator | Market | Scheduled | Fossil | Brown Coal | Combustion | Steam Sub-Critical | 2 | 500 | Y | LOYYB2 | 500 | 600 | 25
Alinta Energy Retail Sales Pty Ltd | Maroona Wind Farm | VIC1 | Generator | Market | Non-Scheduled | Wind | Wind | Renewable | Wind - Onshore | 1-2 | 3.4 | Y | MAROOWF1 | 6.8 | 6 | 4
Alinta Energy Retail Sales Pty Ltd | Timboon West Wind Farm | VIC1 | Generator | Market | Non-Scheduled | Wind | Wind | Renewable | Wind - Onshore | 1-2 | 3.6 | Y | TIMWEST | 7.2 | 7.2 | 0
Alinta Energy Retail Sales Pty Ltd | Yawong Wind Farm | VIC1 | Generator | Market | Non-Scheduled | Wind | Wind | Renewable | Wind - Onshore | 1-2 | 3.6 | Y | YAWWF1 | 7.2 | 7.2 | 0
Ararat Wind Farm Pty Ltd | Ararat Wind Farm | VIC1 | Generator | Market | Semi-Scheduled | Wind | Wind | Renewable | Wind - Onshore | 1-31 | 3.23 | Y | ARWF1 | 241.59 | 241 | 50
Ararat Wind Farm Pty Ltd | Ararat Wind Farm | VIC1 | Generator | Market | Semi-Scheduled | Wind | Wind | Renewable | Wind - Onshore | 32 | 2.57 | Y | ARWF1 | - | - | -
Ararat Wind Farm Pty Ltd | Ararat Wind Farm | VIC1 | Generator | Market | Semi-Scheduled | Wind | Wind | Renewable | Wind - Onshore | 33-75 | 3.23 | Y | ARWF1 | - | - | -
Arrow Energy Trading Pty Ltd | Daandine Power Station | QLD1 | Generator | Market | Non-Scheduled | Fossil | Coal Seam Methane | Combustion | Compression Reciprocating Engine | 1-11 | 3 | N | DAANDINE | 33 | 30 | 0
Arrow Southern Generation Pty Ltd And Arrow Braemar 2 Pty Ltd | Braemar 2 Power Station | QLD1 | Generator | Market | Scheduled | Fossil | Coal Seam Methane | Combustion | Open Cycle Gas turbines (OCGT) | 5 | 173 | Y | BRAEMAR5 | 173 | 173 | 35
Arrow Southern Generation Pty Ltd And Arrow Braemar 2 Pty Ltd | Braemar 2 Power Station | QLD1 | Generator | Market | Scheduled | Fossil | Coal Seam Methane | Combustion | Open Cycle Gas turbines (OCGT) | 6 | 173 | Y | BRAEMAR6 | 173 | 173 | 35
Arrow Southern Generation Pty Ltd And Arrow Braemar 2 Pty Ltd | Braemar 2 Power Station | QLD1 | Generator | Market | Scheduled | Fossil | Coal Seam Methane | Combustion | Open Cycle Gas turbines (OCGT) | 7 | 173 | Y | BRAEMAR7 | 173 | 173 | 35
Basslink Pty Ltd | Basslink HVDC Link | TAS1 | Generator | Market | Non-Scheduled |  |  |  |  | 1 | 480 | N | BLNKTAS | 478 | 478
Basslink Pty Ltd | Basslink HVDC Link | VIC1 | Generator | Market | Non-Scheduled |  |  |  |  | 1 | 600 | N | BLNKVIC | 594 | 594
Boco Rock Wind Farm Pty Ltd | Boco Rock Wind Farm | NSW1 | Generator | Market | Semi-Scheduled | Wind | Wind | Renewable | Wind - Onshore | 1-58 | 1.7 | N | BOCORWF1 | 113.18 | 113 | 201
Boco Rock Wind Farm Pty Ltd | Boco Rock Wind Farm | NSW1 | Generator | Market | Semi-Scheduled | Wind | Wind | Renewable | Wind - Onshore | 59-67 | 1.62 | N | BOCORWF1 | - | - | -
Bodangora Wind Farm Pty Limited | Bodangora Wind Farm | NSW1 | Generator | Market | Semi-Scheduled | Wind | Wind | Renewable | Wind - Onshore | 1-33 | 3.43 | Y | BODWF1 | 113.19 | 111 | 50
Braemar Power Project Pty Ltd | Braemar Power Station | QLD1 | Generator | Market | Scheduled | Fossil | Coal Seam Methane | Combustion | Open Cycle Gas turbines (OCGT) | 1 | 168 | Y | BRAEMAR1 | 168 | 173 | 43
Braemar Power Project Pty Ltd | Braemar Power Station | QLD1 | Generator | Market | Scheduled | Fossil | Coal Seam Methane | Combustion | Open Cycle Gas turbines (OCGT) | 2 | 168 | Y | BRAEMAR2 | 168 | 173 | 43
Braemar Power Project Pty Ltd | Braemar Power Station | QLD1 | Generator | Market | Scheduled | Fossil | Coal Seam Methane | Combustion | Open Cycle Gas turbines (OCGT) | 3 | 168 | Y | BRAEMAR3 | 168 | 173 | 43
Braemar Power Project Pty Ltd | Rugby Run Solar Farm | QLD1 | Generator | Market | Semi-Scheduled | Solar | Solar | Renewable | Photovoltaic Tracking Flat panel | 1-25 | 2.6 | N | RUGBYR1 | 83 | 65 | 17
Braemar Power Project Pty Ltd | Collinsville Solar PV Power Station | QLD1 | Generator | Market | Semi-Scheduled | Solar | Solar | Renewable | Photovoltaic Flat Panel | 1-17 | 2.47 | Y | CSPVPS1 | 42 | 40 | 8
Callide Power Trading Pty Limited | Callide C Nett Off | QLD1 | Generator | Market | Scheduled | Fossil | Black Coal | Combustion | Steam Super Critical | 3 | 420 | Y | CPP_3 | 420 | 420 | 84
Callide Power Trading Pty Limited | Callide C Nett Off | QLD1 | Generator | Market | Scheduled | Fossil | Black Coal | Combustion | Steam Super Critical | 4 | 420 | Y | CPP_4 | 420 | 420 | 84
Canunda Power Pty Ltd | Canunda Wind Farm | SA1 | Generator | Market | Non-Scheduled | Wind | Wind | Renewable | Wind - Onshore | 1-23 | 2 | N | CNUNDAWF | 46 | 46
Cape Byron Management Pty Ltd | Broadwater Power Station | NSW1 | Generator | Market | Non-Scheduled | Renewable/ Biomass / Waste | Bagasse | Combustion | Steam Sub-Critical | 1 | 30 | N | BWTR1 | 38 | 38 | 0
Cape Byron Management Pty Ltd | Broadwater Power Station | NSW1 | Generator | Market | Non-Scheduled | Renewable/ Biomass / Waste | Bagasse | Combustion | Steam Sub-Critical | 2 | 8 | N | BWTR1 | - | - | -
Cape Byron Management Pty Ltd | Condong Power Station | NSW1 | Generator | Market | Non-Scheduled | Renewable/ Biomass / Waste | Bagasse | Combustion | Steam Sub-Critical | 1 | 30 | N | CONDONG1 | 30 | 30
Cathedral Rocks Wind Farm Pty Ltd | Cathedral Rocks | SA1 | Generator | Market | Non-Scheduled | Wind | Wind | Renewable | Wind - Onshore | 1-33 | 2 | N | CATHROCK | 66 | 66
Childers Solar Pty Ltd as the Trustee for the Childers Solar Trust | Childers Solar Farm | QLD1 | Generator | Market | Semi-Scheduled | Solar | Solar | Renewable | Photovoltaic Tracking Flat panel | 1-37 | 1.51 | Y | CHILDSF1 | 64.38 | 56 | 192
Clare Solar Farm Pty Ltd | Clare Solar Farm | QLD1 | Generator | Market | Semi-Scheduled | Solar | Solar | Renewable | Photovoltaic Tracking Flat panel | 1-69 | 1.598 | Y | CLARESF1 | 110.262 | 100 | 12
Clermont Asset Co Pty Ltd as the Trustee for the Clermont Solar Unit Trust | Clermont Solar Farm | QLD1 | Generator | Market | Semi-Scheduled | Solar | Solar | Renewable | Photovoltaic Tracking Flat panel | 1-37 | 2.03 | Y | CLERMSF1 | 92.5 | 75 | 90
Coleambally Solar Pty Ltd | Coleambally Solar Farm | NSW1 | Generator | Market | Semi-Scheduled | Solar | Solar | Renewable | Photovoltaic Tracking Flat panel | 1-90 | 1.666 | Y | COLEASF1 | 180 | 150 | 30
Coonooer Bridge Wind Farm Pty Ltd | Coonooer Bridge Wind Farm | VIC1 | Generator | Market | Non-Scheduled | Wind | Wind | Renewable | Wind - Onshore | 1 | 19.8 | N | CBWF1 | 19.8 | 20 | 0
Crookwell Development Pty Ltd | Crookwell 2 Wind Farm | NSW1 | Generator | Market | Semi-Scheduled | Wind | Wind | Renewable | Wind - Onshore | 1-28 | 3.43 | Y | CROOKWF2 | 96.04 | 91 | 100
CS Energy Limited | Callide Power Station | QLD1 | Generator | Non-Market | Non-Scheduled | Fossil | Black Coal | Combustion | Steam Sub-Critical | 2 | 30 | N | - | 30 | 30 | 0
CS Energy Limited | Callide Power Station | QLD1 | Generator | Market | Non-Scheduled | Fossil | Black Coal | Combustion | Steam Sub-Critical | 2 | 30 | N | CALL_A_4 | 30 | 30 | 1
CS Energy Limited | Callide Power Station | QLD1 | Generator | Market | Scheduled | Fossil | Black Coal | Combustion | Steam Sub-Critical | 1 | 350 | Y | CALL_B_1 | 350 | 385 | 77
CS Energy Limited | Callide Power Station | QLD1 | Generator | Market | Scheduled | Fossil | Black Coal | Combustion | Steam Sub-Critical | 2 | 350 | Y | CALL_B_2 | 350 | 385 | 77
CS Energy Limited | Gladstone Power Station | QLD1 | Generator | Market | Scheduled | Fossil | Black Coal | Combustion | Steam Sub-Critical | 1 | 280 | Y | GSTONE1 | 280 | 285 | 57
CS Energy Limited | Gladstone Power Station | QLD1 | Generator | Market | Scheduled | Fossil | Black Coal | Combustion | Steam Sub-Critical | 2 | 280 | Y | GSTONE2 | 280 | 285 | 57
CS Energy Limited | Gladstone Power Station | QLD1 | Generator | Market | Scheduled | Fossil | Black Coal | Combustion | Steam Sub-Critical | 3 | 280 | Y | GSTONE3 | 280 | 285 | 57
CS Energy Limited | Gladstone Power Station | QLD1 | Generator | Market | Scheduled | Fossil | Black Coal | Combustion | Steam Sub-Critical | 4 | 280 | Y | GSTONE4 | 280 | 285 | 57
CS Energy Limited | Gladstone Power Station | QLD1 | Generator | Market | Scheduled | Fossil | Black Coal | Combustion | Steam Sub-Critical | 5 | 280 | Y | GSTONE5 | 280 | 285 | 57
CS Energy Limited | Gladstone Power Station | QLD1 | Generator | Market | Scheduled | Fossil | Black Coal | Combustion | Steam Sub-Critical | 6 | 280 | Y | GSTONE6 | 280 | 285 | 57
CS Energy Limited | Kogan Creek Power Station | QLD1 | Generator | Market | Scheduled | Fossil | Black Coal | Combustion | Steam Super Critical | 1 | 744 | Y | KPP_1 | 744 | 781 | 157
CS Energy Limited | Wivenhoe Power Station | QLD1 | Load | Market | Scheduled | - | - | - | - | 1 | 240 | Y | PUMP1 | 240 | 245 | 120
CS Energy Limited | Wivenhoe Power Station | QLD1 | Load | Market | Scheduled | - | - | - | - | 2 | 240 | Y | PUMP2 | 240 | 245 | 120
CS Energy Limited | Wivenhoe Power Station | QLD1 | Generator | Market | Scheduled | Hydro | Water | Renewable | Pump Storage | 1 | 250 | Y | W/HOE#1 | 250 | 312 | 300
CS Energy Limited | Wivenhoe Power Station | QLD1 | Generator | Market | Scheduled | Hydro | Water | Renewable | Pump Storage | 2 | 250 | Y | W/HOE#2 | 250 | 312 | 300
Cullerin Range Wind Farm Pty Ltd | Cullerin Range Wind Farm | NSW1 | Generator | Market | Non-Scheduled | Wind | Wind | Renewable | Wind - Onshore | 1-15 | 2 | N | CULLRGWF | 30 | 30
Darling Downs Solar Farm Pty Ltd | Darling Downs Solar Farm, Units 1-44 | QLD1 | Generator | Market | Semi-Scheduled | Solar | Solar | Renewable | Photovoltaic Flat Panel | 1-44 | 2.75 | Y | DDSF1 | 121 | 108 | 21
Daydream Solar Farm Pty Ltd ATF the Daydream Solar Farm Trust | Daydream Solar Farm | QLD1 | Generator | Market | Semi-Scheduled | Solar | Solar | Renewable | Photovoltaic Tracking Flat panel | 1-29 | 2.75 | Y | DAYDSF1 | 79.75 | 71.34 | 165
Daydream Solar Farm Pty Ltd ATF the Daydream Solar Farm Trust | Daydream Solar Farm | QLD1 | Generator | Market | Semi-Scheduled | Solar | Solar | Renewable | Photovoltaic Tracking Flat panel | 30-61 | 2.75 | Y | DAYDSF2 | 88 | 78.72 | 165
Delta Electricity | Vales Point "B" Power Station | NSW1 | Generator | Market | Scheduled | Fossil | Black Coal | Combustion | Steam Sub-Critical | 5 | 660 | Y | VP5 | 660 | 680 | 25
Delta Electricity | Vales Point "B" Power Station | NSW1 | Generator | Market | Scheduled | Fossil | Black Coal | Combustion | Steam Sub-Critical | 6 | 660 | Y | VP6 | 660 | 680 | 25
Diamond Energy Pty Ltd | Baking Board Solar Farm | QLD1 | Generator | Market | Non-Scheduled | Solar | Solar | Renewable | Photovoltaic Tracking Flat panel | 1-7 | 2.5 | Y | BAKING1 | 17 | 14 | 1000
Diamond Energy Pty Ltd | Barcaldine Solar Farm | QLD1 | Generator | Market | Non-Scheduled | Solar | Solar | Renewable | Photovoltaic Tracking Flat panel | 1-2 | 10 | Y | BARCSF1 | 20 | 20 | 0
Diamond Energy Pty Ltd | Longreach Solar Farm | QLD1 | Generator | Market | Non-Scheduled | Solar | Solar | Renewable | Photovoltaic Tracking Flat panel | 1-7 | 2 | Y | LRSF1 | 17 | 14 | 1000
Diamond Energy Pty Ltd | Oakey 1 Solar Farm | QLD1 | Generator | Market | Semi-Scheduled | Solar | Solar | Renewable | Photovoltaic Tracking Flat panel | 1-12 | 2.083 | Y | OAKEY1SF | 30 | 25 | 1000
Diamond Energy Pty Ltd | Oakey 2 Solar Farm | QLD1 | Generator | Market | Semi-Scheduled | Solar | Solar | Renewable | Photovoltaic Tracking Flat panel | 1-26 | 2.115 | Y | OAKEY2SF | 65 | 55 | 32
Diamond Energy Pty Ltd | Shepparton Wastewater Treatment Facility | VIC1 | Generator | Market | Non-Scheduled | Renewable/ Biomass / Waste | Sewerage / Waste Water | Combustion | Compression Reciprocating Engine | 1 | 1.1 | N | SHEP1 | 1.1 | 1
Diamond Energy Pty Ltd | Tatura Biomass Generator | VIC1 | Generator | Market | Non-Scheduled | Renewable/ Biomass / Waste | Sewerage / Waste Water | Combustion | Compression Reciprocating Engine | 1 | 1.1 | N | TATURA01 | 1.1 | 1
Diamond Energy Pty Ltd | Valdora Solar Farm | QLD1 | Generator | Market | Non-Scheduled | Solar | Solar | Renewable | Photovoltaic Flat panel | 1 | 15 | Y | VALDORA1 | 15 | 15 | 0
Dubbo Solar Hub Pty Ltd | Narromine Solar Farm | NSW1 | Generator | Market | Non-Scheduled | Solar | Solar | Renewable | Photovoltaic Tracking Flat panel | 1-4 | 2.5 | N | NASF1 | 10 | 9 | 0
Dubbo Solar Hub Pty Ltd | South Keswick Solar Farm | NSW1 | Generator | Market | Non-Scheduled | Solar | Solar | Renewable | Photovoltaic Tracking Flat panel | 1-6 | 2.5 | N | SKSF1 | 15 | 13 | 0
Ecogen Energy Pty Ltd | Jeeralang "A" Power Station | VIC1 | Generator | Market | Scheduled | Fossil | Natural Gas | Combustion | Open Cycle Gas turbines (OCGT) | 1 | 51 | Y | JLA01 | 51 | 65 | 23
Ecogen Energy Pty Ltd | Jeeralang "A" Power Station | VIC1 | Generator | Market | Scheduled | Fossil | Natural Gas | Combustion | Open Cycle Gas turbines (OCGT) | 2 | 51 | Y | JLA02 | 51 | 65 | 23
Ecogen Energy Pty Ltd | Jeeralang "A" Power Station | VIC1 | Generator | Market | Scheduled | Fossil | Natural Gas | Combustion | Open Cycle Gas turbines (OCGT) | 3 | 51 | Y | JLA03 | 51 | 65 | 23
Ecogen Energy Pty Ltd | Jeeralang "A" Power Station | VIC1 | Generator | Market | Scheduled | Fossil | Natural Gas | Combustion | Open Cycle Gas turbines (OCGT) | 4 | 51 | Y | JLA04 | 51 | 65 | 23
Ecogen Energy Pty Ltd | Jeeralang "B" Power Station | VIC1 | Generator | Market | Scheduled | Fossil | Natural Gas | Combustion | Open Cycle Gas turbines (OCGT) | 1 | 76 | Y | JLB01 | 76 | 100 | 20
Ecogen Energy Pty Ltd | Jeeralang "B" Power Station | VIC1 | Generator | Market | Scheduled | Fossil | Natural Gas | Combustion | Open Cycle Gas turbines (OCGT) | 2 | 76 | Y | JLB02 | 76 | 100 | 20
Ecogen Energy Pty Ltd | Jeeralang "B" Power Station | VIC1 | Generator | Market | Scheduled | Fossil | Natural Gas | Combustion | Open Cycle Gas turbines (OCGT) | 3 | 76 | Y | JLB03 | 76 | 100 | 20
Ecogen Energy Pty Ltd | Newport Power Station | VIC1 | Generator | Market | Scheduled | Fossil | Natural Gas | Combustion | Steam Sub-Critical | 1 | 500 | Y | NPS | 500 | 510 | 20
EDL (OCI) Pty Limited | Glennies Creek Power Station | NSW1 | Generator | Market | Non-Scheduled | Fossil | Waste Coal Mine Gas | Combustion | Compression Reciprocating Engine | 1-12 | 1.065 | Y | GLENNCRK | 12.78 | 12 | 0
EDL (OCI) Pty Limited | Oaky Creek 2 | QLD1 | Generator | Market | Non-Scheduled | Fossil | Waste Coal Mine Gas | Combustion | Spark Ignition Reciprocating Engine | 1-5 | 3 | Y | OAKY2 | 15 | 15 | 0
EDL (OCI) Pty Limited | Oaky Creek Power Station | QLD1 | Generator | Market | Non-Scheduled | Fossil | Coal Seam Methane | Combustion | Compression Reciprocating Engine | 1-14 | 1.037 | Y | OAKYCREK | 20 | 20
EDL (OCI) Pty Limited | Oaky Creek Power Station | QLD1 | Generator | Market | Non-Scheduled | Fossil | Coal Seam Methane | Combustion | Compression Reciprocating Engine | 15-16 | 3 | Y | OAKYCREK | - | - | -
EDL (TT) Pty Limited | Tahmoor Waste Coal Mine Gas Power Station | NSW1 | Generator | Market | Non-Scheduled | Fossil | Waste Coal Mine Gas | Combustion | Spark Ignition Reciprocating Engine | 1-7 | 1.006 | N | TAHMOOR1 | 7.042 | 7 | 0
EDL (TT) Pty Limited | Teralba Power Station | NSW1 | Generator | Market | Non-Scheduled | Fossil | Waste Coal Mine Gas | Combustion | Compression Reciprocating Engine | 1-2,4 | 1 | N | TERALBA | 3 | 3 | 0
EDL CSM (QLD) Pty Ltd | German Creek Power Station | QLD1 | Generator | Market | Non-Scheduled | Fossil | Waste Coal Mine Gas | Combustion | Spark Ignition Reciprocating Engine | 1-16 | 1.979 | N | GERMCRK | 44.976 | 45 | 0
EDL CSM (QLD) Pty Ltd | German Creek Power Station | QLD1 | Generator | Market | Non-Scheduled | Fossil | Waste Coal Mine Gas | Combustion | Spark Ignition Reciprocating Engine | 17-20 | 3.328 | N | GERMCRK | - | - | -
EDL Group Operations Pty Ltd | Berwick Power Plant | VIC1 | Generator | Non-Market | Non-Scheduled | Renewable/ Biomass / Waste | Landfill Methane / Landfill Gas | Combustion | Spark Ignition Reciprocating Engine | 1-5 | 1.44 | N | - | 7.2 | 7
EDL LFG (NSW) Pty Ltd | Eastern Creek LFG PS Units 1-4 | NSW1 | Generator | Market | Non-Scheduled | Renewable/ Biomass / Waste | Landfill Methane / Landfill Gas | Combustion | Spark Ignition Reciprocating Engine | 1-4 | 1.264 | N | EASTCRK | 5.056 | 5 | 0
EDL LFG (NSW) Pty Ltd | Grange Avenue Landfill Gas Power Station | NSW1 | Generator | Market | Non-Scheduled | Renewable/ Biomass / Waste | Landfill Methane / Landfill Gas | Combustion | Spark Ignition Reciprocating Engine | 1 | 2 | N | GRANGEAV | 2 | 2 | 0
EDL LFG (NSW) Pty Ltd | Jacks Gully Landfill Gas Power Station | NSW1 | Generator | Market | Non-Scheduled | Renewable/ Biomass / Waste | Landfill Methane / Landfill Gas | Combustion | Compression Reciprocating Engine | 1-2 | 1.15 | N | JACKSGUL | 2.3 | 2
EDL LFG (NSW) Pty Ltd | Lucas Heights 2 Power Station | NSW1 | Generator | Market | Non-Scheduled | Renewable/ Biomass / Waste | Landfill Methane / Landfill Gas | Combustion | Compression Reciprocating Engine | 12-15 | 1.15 | N | LUCAS2S2 | 4.6 | 5 | 0
EDL LFG (NSW) Pty Ltd | Lucas Heights 2 Power Station | NSW1 | Generator | Market | Non-Scheduled | Renewable/ Biomass / Waste | Landfill Methane / Landfill Gas | Combustion | Spark Ignition Reciprocating Engine | 1-11 | 1.15 | N | LUCASHGT | 12.65 | 13 | 0
EDL LFG (Qld) Pty Ltd | Browns Plains Landfill Gas PS | QLD1 | Generator | Market | Non-Scheduled | Renewable/ Biomass / Waste | Landfill Methane / Landfill Gas | Combustion | Spark Ignition Reciprocating Engine | 1-2 | 1 | N | BPLANDF1 | 2 | 2 | 1
EDL LFG (Qld) Pty Ltd | Roghan Road LFG Power Plant | QLD1 | Generator | Market | Non-Scheduled | Renewable/ Biomass / Waste | Bagasse | Combustion | Steam Sub-Critical | 1 | 2 | N | EDLRGNRD | 2 | 2 | 0
EDL LFG (SA) Pty Ltd | Wingfield 1 Landfill Gas Power Station | SA1 | Generator | Market | Non-Scheduled | Renewable/ Biomass / Waste | Landfill Methane / Landfill Gas | Combustion | Spark Ignition Reciprocating Engine | 1-4 | 1.03 | N | WINGF1_1 | 4.12 | 5 | 0
EDL LFG (SA) Pty Ltd | Wingfield 2 Landfill Gas Power Station | SA1 | Generator | Market | Non-Scheduled | Renewable/ Biomass / Waste | Landfill Methane / Landfill Gas | Combustion | Spark Ignition Reciprocating Engine | 1-4 | 1.03 | N | WINGF2_1 | 4.12 | 5 | 0
EDL LFG (Vic) Pty Ltd | Broadmeadows Landfill Gas Power Station | VIC1 | Generator | Market | Non-Scheduled | Renewable/ Biomass / Waste | Landfill Methane / Landfill Gas | Combustion | Spark Ignition Reciprocating Engine | 1-5 | 1 | N | BROADMDW | 5 | 5 | 0
EDL LFG (Vic) Pty Ltd | Brooklyn LFG U1-3 | VIC1 | Generator | Market | Non-Scheduled | Renewable/ Biomass / Waste | Landfill Methane / Landfill Gas | Combustion | Spark Ignition Reciprocating Engine | 1 | 1.15 | N | BROOKLYN | 2.83 | 3 | 0
EDL LFG (Vic) Pty Ltd | Brooklyn LFG U1-3 | VIC1 | Generator | Market | Non-Scheduled | Renewable/ Biomass / Waste | Landfill Methane / Landfill Gas | Combustion | Spark Ignition Reciprocating Engine | 2 | 1.03 | N | BROOKLYN | - | - | -
EDL LFG (Vic) Pty Ltd | Brooklyn LFG U1-3 | VIC1 | Generator | Market | Non-Scheduled | Renewable/ Biomass / Waste | Landfill Methane / Landfill Gas | Combustion | Spark Ignition Reciprocating Engine | 3 | 0.65 | N | BROOKLYN | - | - | -
EDL LFG (Vic) Pty Ltd | Clayton Landfill Gas Power Station | VIC1 | Generator | Market | Non-Scheduled | Renewable/ Biomass / Waste | Landfill Methane / Landfill Gas | Combustion | Spark Ignition Reciprocating Engine | 1-11 | 1 | N | CLAYTON | 11 | 11 | 0
EDL LFG (Vic) Pty Ltd | Corio Landfill Gas Power Station | VIC1 | Generator | Market | Non-Scheduled | Renewable/ Biomass / Waste | Landfill Methane / Landfill Gas | Combustion | Spark Ignition Reciprocating Engine | 1 | 1 | N | CORIO1 | 1 | 1 | 0
EDL LFG (Vic) Pty Ltd | Springvale Landfill Gas Power Station | VIC1 | Generator | Market | Non-Scheduled | Renewable/ Biomass / Waste | Landfill Methane / Landfill Gas | Combustion | Spark Ignition Reciprocating Engine | 1-4 | 1.05 | N | SVALE1 | 4.2 | 5 | 0
EDL Projects (Australia) Pty Ltd | Grosvenor 1 Waste Coal Mine Gas Power Station | QLD1 | Generator | Market | Non-Scheduled | Fossil | Waste Coal Mine Gas | Combustion | Spark Ignition Reciprocating Engine | 1-7 | 3.041 | Y | GROSV1 | 21.287 | 21 | 0
EDL Projects (Australia) Pty Ltd | Grosvenor 2 | QLD1 | Generator | Market | Non-Scheduled | Fossil | Waste Coal Mine Gas | Combustion | Spark Ignition Reciprocating Engine | 1-5 | 3.041 | Y | GROSV2 | 15.205 | 15 | 0
EDL Projects (Australia) Pty Ltd | Moranbah North Waste Coal Mine Gas Power Station | QLD1 | Generator | Market | Non-Scheduled | Fossil | Waste Coal Mine Gas | Combustion | Spark Ignition Reciprocating Engine | 1-21 | 3.02 | N | MBAHNTH | 63.42 | 63 | 0
Enel X Australia Pty Ltd | Ballarat Base Hospital Plant | VIC1 | Generator | Market | Non-Scheduled | Fossil | Natural Gas | Combustion | Compression Reciprocating Engine | 1-2 | 1 | N | BBASEHOS | 3 | 3 | 1
Enel X Australia Pty Ltd | Ballarat Base Hospital Plant | VIC1 | Generator | Market | Non-Scheduled | Fossil | Diesel | Combustion | Compression Reciprocating Engine | 3 | 1 | N | BBASEHOS | - | - | -
Enel X Australia Pty Ltd | Nine Network Willoughby Plant | NSW1 | Generator | Market | Non-Scheduled | Fossil | Diesel | Combustion | Compression Reciprocating Engine | 1-3 | 1.06 | N | NINEWIL1 | 3.2 | 2
Enel X Australia Pty Ltd | Tataria Bordertown Plant | SA1 | Generator | Market | Non-Scheduled | Fossil | Diesel | Combustion | Compression Reciprocating Engine | 1 | 0.5 | Y | TATIARA1 | 0.5 | 1
Enel X Australia Pty Ltd | West Illawarra Leagues Club Plant | NSW1 | Generator | Market | Non-Scheduled | Fossil | Diesel | Combustion | Compression Reciprocating Engine | 1 | 0.715 | Y | WESTILL1 | 1 | 1
Enel X Australia Pty Ltd | West Illawarra Leagues Club Plant | NSW1 | Generator | Market | Non-Scheduled | Fossil | Diesel | Combustion | Compression Reciprocating Engine | 2 | 0.275 | N | WESTILL1 | - | - | -
Enel X Australia Pty Ltd | Western Suburbs League Club (Campbelltown) Plant | NSW1 | Generator | Market | Non-Scheduled | Fossil | Diesel | Combustion | Compression Reciprocating Engine | 1 | 1 | N | WESTCBT1 | 1 | 1
Energy Pacific (Vic) Pty Ltd | Codrington Wind Farm | VIC1 | Generator | Market | Non-Scheduled | Wind | Wind | Renewable | Wind - Onshore | 1-14 | 1.3 | N | CODRNGTON | 18.2 | 18 | 0
Energy Pacific (Vic) Pty Ltd | Yambuk Wind Farm | VIC1 | Generator | Market | Non-Scheduled | Wind | Wind | Renewable | Wind - Onshore | 1-20 | 1.5 | N | YAMBUKWF | 30 | 30
EnergyAustralia Pty Ltd | Ballarat Battery Energy Storage System | VIC1 | Generator | Market | Scheduled | Battery storage | Grid | Storage | Battery | 1-17 | 1.764 | Y | BALBG1 | 30 | 30 | 360
EnergyAustralia Pty Ltd | Ballarat Battery Energy Storage System | VIC1 | Load | Market | Scheduled | - | - | Storage | Battery | 1-17 | 1.764 | Y | BALBL1 | 30 | 30 | 360
EnergyAustralia Pty Ltd | Gannawarra Energy Storage System | VIC1 | Generator | Market | Scheduled | Battery storage | Grid | Storage | Battery | 1-50 | 0,6175 | Y | GANNBG1 | 30.875 | 25 | 200
EnergyAustralia Pty Ltd | Gannawarra Energy Storage System | VIC1 | Load | Market | Scheduled | - | - | Storage | Battery | 1-50 | 0,6175 | Y | GANNBL1 | 30.875 | 25 | 200
EnergyAustralia Pty Ltd | Mornington Waste Disposal Facility | VIC1 | Generator | Market | Non-Scheduled | Renewable/ Biomass / Waste | Landfill Methane / Landfill Gas | Combustion | Compression Reciprocating Engine | 1 | 0.77 | N | MORNW | 1 | 1
EnergyAustralia Pty Ltd | Mt Piper Power Station | NSW1 | Generator | Market | Scheduled | Fossil | Black Coal | Combustion | Steam Sub-Critical | 1 | 700 | Y | MP1 | 700 | 700 | 25
EnergyAustralia Pty Ltd | Mt Piper Power Station | NSW1 | Generator | Market | Scheduled | Fossil | Black Coal | Combustion | Steam Sub-Critical | 2 | 700 | Y | MP2 | 700 | 700 | 25
EnergyAustralia Pty Ltd | Tallawarra Power Station | NSW1 | Generator | Market | Scheduled | Fossil | Natural Gas | Combustion | Combined Cycle Gas Turbine (CCGT) | 1 | 440 | Y | TALWA1 | 440 | 440 | 30
EnergyAustralia Pty Ltd | Woodlawn Bioreactor Energy Generation Station | NSW1 | Generator | Market | Non-Scheduled | Renewable/ Biomass / Waste | Landfill Methane / Landfill Gas | Combustion | Compression Reciprocating Engine | 1-6 | 1.065 | N | WDLNGN01 | 7 | 7
EnergyAustralia Pty Ltd | Woodlawn Bioreactor Energy Generation Station | NSW1 | Generator | Market | Non-Scheduled | Renewable/ Biomass / Waste | Landfill Methane / Landfill Gas | Combustion | Compression Reciprocating Engine | 7 | 1.065 | N | WDLNGN01 | - | -
EnergyAustralia Pty Ltd | Wyndham Waste Disposal Facility | VIC1 | Generator | Market | Non-Scheduled | Renewable/ Biomass / Waste | Landfill Methane / Landfill Gas | Combustion | Compression Reciprocating Engine | 1 | 1 | N | WYNDW | 1 | 1
EnergyAustralia Yallourn Pty Ltd | Hallett Power Station | SA1 | Generator | Market | Scheduled | Fossil | Natural Gas / Diesel | Combustion | Open Cycle Gas turbines (OCGT) | GT 1-2,GT 1-4 | 14 | Y | AGLHAL | 180 | 220 | 44
EnergyAustralia Yallourn Pty Ltd | Hallett Power Station | SA1 | Generator | Market | Scheduled | Fossil | Natural Gas / Diesel | Combustion | Open Cycle Gas turbines (OCGT) | GT 2-1 | 15.5 | Y | AGLHAL | - | - | -
EnergyAustralia Yallourn Pty Ltd | Hallett Power Station | SA1 | Generator | Market | Scheduled | Fossil | Natural Gas / Diesel | Combustion | Open Cycle Gas turbines (OCGT) | GT 2-2 | 22.5 | Y | AGLHAL | - | - | -
EnergyAustralia Yallourn Pty Ltd | Hallett Power Station | SA1 | Generator | Market | Scheduled | Fossil | Natural Gas / Diesel | Combustion | Open Cycle Gas turbines (OCGT) | GT 2-3 | 25 | Y | AGLHAL | - | - | -
EnergyAustralia Yallourn Pty Ltd | Hallett Power Station | SA1 | Generator | Market | Scheduled | Fossil | Natural Gas / Diesel | Combustion | Open Cycle Gas turbines (OCGT) | GT 2-4 | 23.4 | Y | AGLHAL | - | - | -
EnergyAustralia Yallourn Pty Ltd | Hallett Power Station | SA1 | Generator | Market | Scheduled | Fossil | Natural Gas / Diesel | Combustion | Open Cycle Gas turbines (OCGT) | GT 3-1 | 15 | Y | AGLHAL | - | - | -
EnergyAustralia Yallourn Pty Ltd | Hallett Power Station | SA1 | Generator | Market | Scheduled | Fossil | Natural Gas / Diesel | Combustion | Open Cycle Gas turbines (OCGT) | GT 3-2 | 15.3 | Y | AGLHAL | - | - | -
EnergyAustralia Yallourn Pty Ltd | Hallett Power Station | SA1 | Generator | Market | Scheduled | Fossil | Natural Gas / Diesel | Combustion | Open Cycle Gas turbines (OCGT) | GT 3-3 | 15.5 | Y | AGLHAL | - | - | -
EnergyAustralia Yallourn Pty Ltd | Hallett Power Station | SA1 | Generator | Market | Scheduled | Fossil | Natural Gas / Diesel | Combustion | Open Cycle Gas turbines (OCGT) | GT 3-4 | 15.7 | Y | AGLHAL | - | - | -
EnergyAustralia Yallourn Pty Ltd | Hallett Power Station | SA1 | Generator | Market | Scheduled | Fossil | Natural Gas / Diesel | Combustion | Open Cycle Gas turbines (OCGT) | GT 4-1 | 15.1 | Y | AGLHAL | - | - | -
EnergyAustralia Yallourn Pty Ltd | Hallett Power Station | SA1 | Generator | Market | Scheduled | Fossil | Natural Gas / Diesel | Combustion | Open Cycle Gas turbines (OCGT) | GT 4-2 | 14.6 | Y | AGLHAL | - | - | -
EnergyAustralia Yallourn Pty Ltd | Yallourn 'W' Power Station | VIC1 | Generator | Market | Scheduled | Fossil | Brown Coal | Combustion | Steam Sub-Critical | 1 | 360 | Y | YWPS1 | 360 | 395 | 79
EnergyAustralia Yallourn Pty Ltd | Yallourn 'W' Power Station | VIC1 | Generator | Market | Scheduled | Fossil | Brown Coal | Combustion | Steam Sub-Critical | 2 | 360 | Y | YWPS2 | 360 | 395 | 79
EnergyAustralia Yallourn Pty Ltd | Yallourn 'W' Power Station | VIC1 | Generator | Market | Scheduled | Fossil | Brown Coal | Combustion | Steam Sub-Critical | 3 | 380 | Y | YWPS3 | 380 | 405 | 81
EnergyAustralia Yallourn Pty Ltd | Yallourn 'W' Power Station | VIC1 | Generator | Market | Scheduled | Fossil | Brown Coal | Combustion | Steam Sub-Critical | 4 | 380 | Y | YWPS4 | 380 | 405 | 81
Ergon Energy Queensland Pty Ltd | Barcaldine Power Station | QLD1 | Generator | Market | Scheduled | Fossil | Natural Gas | Combustion | Combined Cycle Gas Turbine (CCGT) | 1 | 37 | Y | BARCALDN | 37 | 37 | 3
Ergon Energy Queensland Pty Ltd | Lilyvale Solar Farm | QLD1 | Generator | Market | Semi-Scheduled | Solar | Solar | Renewable | Photovoltaic Tracking Flat panel | 1-74 | 1.35 | Y | LILYSF1 | 118 | 100 | 20
Ergon Energy Queensland Pty Ltd | Mount Emerald Wind Farm | QLD1 | Generator | Market | Semi-Scheduled | Wind | Wind | Renewable | Wind - Onshore | 1-37 | 3.45 | N | MEWF1 | 127.65 | 126.05 | 159
Ergon Energy Queensland Pty Ltd | Mount Emerald Wind Farm | QLD1 | Generator | Market | Semi-Scheduled | Wind | Wind | Renewable | Wind - Onshore | 38-53 | 3.3 | N | MEWF1 | 52.8 | 52.15 | 159
ERM Power Retail Pty Ltd | Oakey Power Station | QLD1 | Generator | Market | Scheduled | Fossil | Natural Gas | Combustion | Open Cycle Gas turbines (OCGT) | 1 | 141 | Y | OAKEY1 | 141 | 173 | 30
ERM Power Retail Pty Ltd | Oakey Power Station | QLD1 | Generator | Market | Scheduled | Fossil | Natural Gas | Combustion | Open Cycle Gas turbines (OCGT) | 2 | 141 | Y | OAKEY2 | 141 | 173 | 30
Essential Energy | Broken Hill Gas Turbines | NSW1 | Generator | Market | Non-Scheduled | Fossil | Diesel | Combustion | Open Cycle Gas turbines (OCGT) | 1-2 | 25 | N | GB01 | 50 | 50 | 0
Finley Solar Farm Pty Ltd as trustee for the Finley Solar Trust | Finley Solar Farm | NSW1 | Generator | Market | Semi-Scheduled | Solar | Solar | Renewable | Photovoltaic Tracking Flat Panel | 99 | 1.34 | Y | FINLYSF1 | 162.36 | 133 | 27
FS NSW Project No 1 At Pty Ltd as trustee for the FS NSW Project No 1 Asset Trust | Beryl Solar Farm, Units 1-60 | NSW1 | Generator | Market | Semi-Scheduled | Solar | Solar | Renewable | Photovoltaic Tracking Flat panel | 1-60 | 1.64 | Y | BERYLSF1 | 98 | 87 | 88
Gannawarra Solar Farm Pty Ltd | Gannawarra Solar Farm | VIC1 | Generator | Market | Semi-Scheduled | Solar | Solar | Renewable | Photovoltaic Tracking Flat panel | 1-22 | 2.5 | Y | GANNSF1 | 55 | 50 | 1000
Genex (Solar) Pty Ltd | Kidston Solar Project | QLD1 | Generator | Market | Semi-Scheduled | Solar | Solar | Renewable | Photovoltaic Flat panel | 1-20 | 2.385 | Y | KSP1 | 50 | 47.7 | 10
Greentricity Pty Ltd | Dalrymple North Battery Energy Storage System | SA1 | Generator | Market | Scheduled | Battery storage | Grid | Storage | Battery | 1-12 | 2.5 | Y | DALNTH01 | 30 | 30 | 360
Greentricity Pty Ltd | Dalrymple North Battery Energy Storage System | SA1 | Load | Market | Scheduled | - | - | Storage | Battery | 1-12 | 2.5 | Y | DALNTHL1 | 30 | 30 | 360
Griffith Solar Farm Pty Ltd | Griffith Solar Farm | NSW1 | Generator | Market | Non-Scheduled | Solar | Solar | Renewable | Photovoltaic Tracking Flat panel | 1-12 | 2.27 | Y | GRIFSF1 | 27.2 | 27 | 1
GSP Energy Pty Ltd | Burrinjuck Hydro Power Station | NSW1 | Generator | Market | Non-Scheduled | Hydro | Water | Renewable | Hydro - Gravity | 3-4 | 5.7 | N | BURRIN | 27 | 28
GSP Energy Pty Ltd | Burrinjuck Hydro Power Station | NSW1 | Generator | Market | Non-Scheduled | Hydro | Water | Renewable | Hydro - Gravity | 5 | 15.4 | N | BURRIN | - | - | -
GSP Energy Pty Ltd | Hume (NSW) Hydro Power Station | NSW1 | Generator | Market | Scheduled | Hydro | Water | Renewable | Hydro - Gravity | 1-2 | 29 | Y | HUMENSW | 29 | 70 | 10
GSP Energy Pty Ltd | Hume (Vic) Hydro Power Station | VIC1 | Generator | Market | Scheduled | Hydro | Water | Renewable | Hydro - Gravity | 1-2 | 29 | Y | HUMEV | 29 | 70 | 10
GSP Energy Pty Ltd | Keepit Hydro Power Station | NSW1 | Generator | Market | Non-Scheduled | Hydro | Water | Renewable | Hydro - Gravity | 1 | 6 | N | KEEPIT | 6 | 8
Gunning Wind Energy Developments Pty Ltd | Gunning Wind Farm | NSW1 | Generator | Market | Semi-Scheduled | Wind | Wind | Renewable | Wind - Onshore | 1-31 | 1.5 | N | GUNNING1 | 46.5 | 47 | 47
Hamilton Solar Farm Pty Ltd | Hamilton Solar Farm | QLD1 | Generator | Market | Semi-Scheduled | Solar | Solar | Renewable | Photovoltaic Tracking Flat panel |  | 2.5 | Y | HAMISF1 | 57.5 | 56 | 20
Hayman Solar Farm Pty Ltd ATF the Hayman Solar Farm Trust | Hayman Solar Farm | QLD1 | Generator | Market | Semi-Scheduled | Solar | Solar | Renewable | Photovoltaic Tracking Flat panel | 1-21 | 2.75 | Y | HAYMSF1 | 57.75 | 50 | 165
Hornsdale Power Reserve Pty Ltd | Hornsdale Power Reserve | SA1 | Generator | Market | Scheduled | Battery storage | Wind | Storage | Battery and Inverter | 1-197 | 0.52 | N | HPRG1 | 100 | 100 | 200
Hornsdale Power Reserve Pty Ltd | Hornsdale Power Reserve | SA1 | Load | Market | Scheduled | - | - | Storage | Battery | 1-197 | 0.406 | N | HPRL1 | 79.982 | 80 | 200
Hughenden Solar Pty Limited As Trustee For Hughenden Solar Trust | Hughenden Solar Farm | QLD1 | Generator | Market | Non-Scheduled | Solar | Solar | Renewable | Photovoltaic Tracking Flat panel | 1-18 | 1.165 | Y | HUGSF1 | 20.97 | 18 | 60
HWF1 Pty Ltd | Hornsdale Wind Farm | SA1 | Generator | Market | Semi-Scheduled | Wind | Wind | Renewable | Wind - Onshore | 1-32 | 3.2 | Y | HDWF1 | 102.4 | 102 | 50
HWF2 Pty Ltd | Hornsdale Wind Farm 2 | SA1 | Generator | Market | Semi-Scheduled | Wind | Wind | Renewable | Wind - Onshore | 1-32 | 3.2 | Y | HDWF2 | 102.4 | 102 | 50
HWF3 Pty Ltd | Hornsdale Wind Farm 3 | SA1 | Generator | Market | Semi-Scheduled | Wind | Wind | Renewable | Wind - Onshore | 1-35 | 3.2 | Y | HDWF3 | 112 | 109 | 50
Hydro Power Pty Limited | Brown Mountain Hydro Power Station | NSW1 | Generator | Market | Non-Scheduled | Hydro | Water | Renewable | Hydro - Gravity | 1 | 0.5 | Y | BROWNMT | 5 | 6 | 0
Hydro Power Pty Limited | Brown Mountain Hydro Power Station | NSW1 | Generator | Market | Non-Scheduled | Hydro | Water | Renewable | Hydro - Gravity | 2-3 | 0.75 | Y | BROWNMT | - | - | -
Hydro Power Pty Limited | Brown Mountain Hydro Power Station | NSW1 | Generator | Market | Non-Scheduled | Hydro | Water | Renewable | Hydro - Gravity | 4-5 | 1 | Y | BROWNMT | - | - | -
Hydro Power Pty Limited | Brown Mountain Hydro Power Station | NSW1 | Generator | Market | Non-Scheduled | Hydro | Water | Renewable | Hydro - Gravity | 6 | 4.2 | Y | BROWNMT | - | - | -
Hydro Power Pty Limited | Wyangala A Power Station | NSW1 | Generator | Market | Non-Scheduled | Hydro | Water | Renewable | Hydro - Gravity | 1 | 20 | N | WYANGALA | 20 | 20
Hydro Power Pty Limited | Wyangala B Power Station | NSW1 | Generator | Market | Non-Scheduled | Hydro | Water | Renewable | Hydro - Gravity | 1 | 4 | N | WYANGALB | 4 | 4
Hydro-Electric Corporation | Bell Bay Three Power Station | TAS1 | Generator | Market | Scheduled | Fossil | Natural Gas | Combustion | Open Cycle Gas turbines (OCGT) | 1 | 35 | Y | BBTHREE1 | 35 | 49 | 10
Hydro-Electric Corporation | Bell Bay Three Power Station | TAS1 | Generator | Market | Scheduled | Fossil | Natural Gas | Combustion | Open Cycle Gas turbines (OCGT) | 2 | 35 | Y | BBTHREE2 | 35 | 49 | 10
Hydro-Electric Corporation | Bell Bay Three Power Station | TAS1 | Generator | Market | Scheduled | Fossil | Natural Gas | Combustion | Open Cycle Gas turbines (OCGT) | 3 | 35 | Y | BBTHREE3 | 35 | 49 | 10
Hydro-Electric Corporation | Bell Bay Three Power Station | TAS1 | Generator | Market | Scheduled | Fossil | Natural Gas | Combustion | Open Cycle Gas turbines (OCGT) | 1 | 58 | Y | TVPP104 | 58 | 58 | 10
Hydro-Electric Corporation | Tamar Valley Combined Cycle Power Station | TAS1 | Generator | Market | Scheduled | Fossil | Natural Gas | Combustion | Combined Cycle Gas Turbine (CCGT) | 1 | 140.6 | Y | TVCC201 | 208.6 | 208 | 9
Hydro-Electric Corporation | Tamar Valley Combined Cycle Power Station | TAS1 | Generator | Market | Scheduled | Fossil | Natural Gas | Combustion | Combined Cycle Gas Turbine (CCGT) | 2 | 68 | Y | TVCC201 | - | - | -
Hydro-Electric Corporation | Bastyan Power Station | TAS1 | Generator | Market | Scheduled | Hydro | Water | Renewable | Hydro - Gravity | 1 | 79.9 | Y | BASTYAN | 79.9 | 88 | 40
Hydro-Electric Corporation | Butlers Gorge Power Station | TAS1 | Generator | Market | Non-Scheduled | Hydro | Water | Renewable | Hydro - Gravity | 1 | 14.4 | N | BUTLERSG | 14.4 | 15
Hydro-Electric Corporation | Catagunya / Liapootah / Wayatinah Power Station | TAS1 | Generator | Market | Scheduled | Hydro | Water | Renewable | Hydro - Gravity | C 1-2 | 24 | Y | LI_WY_CA | 170.1 | 183 | 110
Hydro-Electric Corporation | Catagunya / Liapootah / Wayatinah Power Station | TAS1 | Generator | Market | Scheduled | Hydro | Water | Renewable | Hydro - Gravity | L 1-3 | 27.9 | Y | LI_WY_CA | - | - | -
Hydro-Electric Corporation | Catagunya / Liapootah / Wayatinah Power Station | TAS1 | Generator | Market | Scheduled | Hydro | Water | Renewable | Hydro - Gravity | W 1-3 | 12.8 | Y | LI_WY_CA | - | - | -
Hydro-Electric Corporation | Cethana Power Station | TAS1 | Generator | Market | Scheduled | Hydro | Water | Renewable | Hydro - Gravity | 1 | 85 | Y | CETHANA | 85 | 100 | 40
Hydro-Electric Corporation | Cluny Power Station | TAS1 | Generator | Market | Non-Scheduled | Hydro | Water | Renewable | Hydro - Gravity | 1 | 19 | N | CLUNY | 19 | 22
Hydro-Electric Corporation | Devils Gate Power Station | TAS1 | Generator | Market | Scheduled | Hydro | Water | Renewable | Hydro - Gravity | 1 | 67 | Y | DEVILS_G | 60 | 67 | 40
Hydro-Electric Corporation | Fisher Power Station | TAS1 | Generator | Market | Scheduled | Hydro | Water | Renewable | Hydro - Gravity | 1 | 43.2 | Y | FISHER | 43.2 | 46 | 30
Hydro-Electric Corporation | Gordon Power Station | TAS1 | Generator | Market | Scheduled | Hydro | Water | Renewable | Hydro - Gravity | 1-3 | 144 | Y | GORDON | 432 | 450 | 180
Hydro-Electric Corporation | John Butters Power Station | TAS1 | Generator | Market | Scheduled | Hydro | Water | Renewable | Hydro - Gravity | 1 | 144 | Y | JBUTTERS | 144 | 144 | 40
Hydro-Electric Corporation | Lake Echo Power Station | TAS1 | Generator | Market | Scheduled | Hydro | Water | Renewable | Hydro - Gravity | 1 | 32.4 | Y | LK_ECHO | 32.4 | 34 | 15
Hydro-Electric Corporation | Lemonthyme / Wilmot Power Station | TAS1 | Generator | Market | Scheduled | Hydro | Water | Renewable | Hydro - Gravity | L 1 | 51 | Y | LEM_WIL | 81.6 | 86 | 25
Hydro-Electric Corporation | Lemonthyme / Wilmot Power Station | TAS1 | Generator | Market | Scheduled | Hydro | Water | Renewable | Hydro - Gravity | W 1 | 30.6 | Y | LEM_WIL | - | - | -
Hydro-Electric Corporation | Mackintosh Power Station | TAS1 | Generator | Market | Scheduled | Hydro | Water | Renewable | Hydro - Gravity | 1 | 79.9 | Y | MACKNTSH | 79.9 | 89 | 40
Hydro-Electric Corporation | Meadowbank Power Station | TAS1 | Generator | Market | Scheduled | Hydro | Water | Renewable | Hydro - Gravity | 1 | 40 | Y | MEADOWBK | 40 | 44 | 10
Hydro-Electric Corporation | Musselroe Wind Farm | TAS1 | Generator | Market | Semi-Scheduled | Wind | Wind | Renewable | Wind - Onshore | 1 - 56 | 3 | N | MUSSELR1 | 168 | 168 | 168
Hydro-Electric Corporation | Paloona Power Station | TAS1 | Generator | Market | Non-Scheduled | Hydro | Water | Renewable | Hydro - Gravity | 1 | 28 | N | PALOONA | 28 | 33
Hydro-Electric Corporation | Poatina Power Station | TAS1 | Generator | Market | Scheduled | Hydro | Water | Renewable | Hydro - Gravity | 1-2 | 50 | Y | POAT110 | 100 | 124 | 20
Hydro-Electric Corporation | Poatina Power Station | TAS1 | Generator | Market | Scheduled | Hydro | Water | Renewable | Hydro - Gravity | 3-6 | 50 | Y | POAT220 | 200 | 248 | 40
Hydro-Electric Corporation | Reece Power Station | TAS1 | Generator | Market | Scheduled | Hydro | Water | Renewable | Hydro - Gravity | 1 | 115.6 | Y | REECE1 | 115.6 | 119 | 40
Hydro-Electric Corporation | Reece Power Station | TAS1 | Generator | Market | Scheduled | Hydro | Water | Renewable | Hydro - Gravity | 2 | 115.6 | Y | REECE2 | 115.6 | 119 | 40
Hydro-Electric Corporation | Repulse Power Station | TAS1 | Generator | Market | Non-Scheduled | Hydro | Water | Renewable | Hydro - Gravity | 1 | 34 | N | REPULSE | 28 | 34
Hydro-Electric Corporation | Rowallan Power Station | TAS1 | Generator | Market | Non-Scheduled | Hydro | Water | Renewable | Hydro - Gravity | 1 | 10.5 | N | ROWALLAN | 10.5 | 11
Hydro-Electric Corporation | Tarraleah Power Station | TAS1 | Generator | Market | Scheduled | Hydro | Water | Renewable | Hydro - Gravity | 1-6 | 15 | Y | TARRALEA | 90 | 94 | 60
Hydro-Electric Corporation | Trevallyn Power Station | TAS1 | Generator | Market | Scheduled | Hydro | Water | Renewable | Hydro - Gravity | 1-2 | 20 | Y | TREVALLN | 93 | 103 | 60
Hydro-Electric Corporation | Trevallyn Power Station | TAS1 | Generator | Market | Scheduled | Hydro | Water | Renewable | Hydro - Gravity | 3-4 | 26.5 | Y | TREVALLN | - | - | -
Hydro-Electric Corporation | Tribute Power Station | TAS1 | Generator | Market | Scheduled | Hydro | Water | Renewable | Hydro - Gravity | 1 | 82.8 | Y | TRIBUTE | 82.8 | 92 | 40
Hydro-Electric Corporation | Tungatinah Power Station | TAS1 | Generator | Market | Scheduled | Hydro | Water | Renewable | Hydro - Gravity | 1, 2 & 5,3 & 4 | 25 | Y | TUNGATIN | 125 | 142 | 75
Hydro-Electric Corporation | Woolnorth Studland Bay / Bluff Point Wind Farm | TAS1 | Generator | Market | Non-Scheduled | Wind | Wind | Renewable | Wind - Onshore | WBP 1-37 | 1.75 | Y | WOOLNTH1 | 140 | 140
Hydro-Electric Corporation | Woolnorth Studland Bay / Bluff Point Wind Farm | TAS1 | Generator | Market | Non-Scheduled | Wind | Wind | Renewable | Wind - Onshore | WSB 1-25 | 3 | Y | WOOLNTH1 | - | - | -
Infigen Energy Holdings Pty Limited | Capital East Solar Farm | NSW1 | Generator | Market | Non-Scheduled | Solar | Solar | Renewable | Photovoltaic Flat panel | 1-2 | 0.013 | N | CESF1 | 0.205 | 1 | 0
Infigen Energy Holdings Pty Limited | Capital East Solar Farm | NSW1 | Generator | Market | Non-Scheduled | Solar | Solar | Renewable | Photovoltaic Flat panel | 3 | 0.011 | N | CESF1 | - | - | -
Infigen Energy Holdings Pty Limited | Capital East Solar Farm | NSW1 | Generator | Market | Non-Scheduled | Solar | Solar | Renewable | Photovoltaic Flat panel | 4 | 0.168 | N | CESF1 | - | - | -
Infigen Energy Markets Pty Limited | Capital Wind Farm | NSW1 | Generator | Market | Non-Scheduled | Wind | Wind | Renewable | Wind - Onshore | 1-67 | 2 | N | CAPTL_WF | 140 | 140
Iraak Sun Farm Pty Ltd | Karadoc Solar Farm | VIC1 | Generator | Market | Semi-Scheduled | Solar | Solar | Renewable | Photovoltaic Flat panel | 1-38 | 2.368 | Y | KARSF1 | 104 | 90 | 18
Kiata Wind Farm Pty Ltd | Kiata Wind Farm | VIC1 | Generator | Market | Semi-Scheduled | Wind | Wind | Renewable | Wind - Onshore | 1-9 | 3.45 | N | KIATAWF1 | 31.05 | 31 | 37
Lake Bonney Wind Power Pty Ltd | Lake Bonney BESS1 | SA1 | Generator | Market | Scheduled | Battery storage | Grid | Storage | Battery | 1-48 | 0.52 | Y | LBBG1 | 25 | 25 | 5
Lake Bonney Wind Power Pty Ltd | Lake Bonney BESS1 | SA1 | Load | Market | Scheduled | - | - | Storage | Battery | 1-48 | 0.52 | Y | LBBL1 | 25 | 25 | 5
Lake Bonney Wind Power Pty Ltd | Lake Bonney Stage 2 Windfarm | SA1 | Generator | Market | Semi-Scheduled | Wind | Wind | Renewable | Wind - Onshore | 1-53 | 3 | N | LKBONNY2 | 159 | 159 | 32
Lake Bonney Wind Power Pty Ltd | Lake Bonney Stage 3 Wind Farm | SA1 | Generator | Market | Semi-Scheduled | Wind | Wind | Renewable | Wind - Onshore | 1-13 | 3 | N | LKBONNY3 | 39 | 39 | 32
Lake Bonney Wind Power Pty Ltd | Lake Bonney Wind Farm Stage 1 | SA1 | Generator | Market | Non-Scheduled | Wind | Wind | Renewable | Wind - Onshore | 1-46 | 1.75 | N | LKBONNY1 | 80.5 | 81
Lal Lal Wind Farms Nom Co Pty Ltd | Yendon Wind Farm | VIC1 | Generator | Market | Semi-Scheduled | Wind | Wind | Renewable | Wind - Onshore | 1-38 | 3.763 | Y | YENDWF1 | 144.4 | 142 | 28
Landfill Operations Pty Ltd | Melbourne Regional Landfill | VIC1 | Generator | Non-Market | Non-Scheduled | Renewable/ Biomass / Waste | Landfill Methane / Landfill Gas | Combustion | Spark Ignition Reciprocating Engine | 1-8 | 1.11 | N | - | 8.88 | 8.88
Lincoln Gap Wind Farm (Operations) Pty Ltd | Lincoln Gap Wind Farm | SA1 | Generator | Market | Semi-Scheduled | Wind | Wind | Renewable | Wind - Onshore | 1-59 | 3.6 | Y | LGAPWF1 | 212.4 | 212.4 | 0
LMS Energy Pty Ltd | Eastern Creek 2 Gas Utilisation Facility | NSW1 | Generator | Non-Market | Non-Scheduled |  |  |  |  | 1-8 | 1.123 | Y | - | 8.984 | 10
LMS Energy Pty Ltd | Hallam Road Renewable Energy Facility | VIC1 | Generator | Market | Non-Scheduled | Renewable/ Biomass / Waste | Landfill Methane / Landfill Gas | Combustion | Spark Ignition Reciprocating Engine | 1-8 | 1.123 | N | HALAMRD1 | 8.984 | 9 | 0
LMS Energy Pty Ltd | Remount Power Station | TAS1 | Generator | Market | Non-Scheduled | Renewable/ Biomass / Waste | Landfill Methane / Landfill Gas | Combustion | Spark Ignition Reciprocating Engine | 1-2 | 1 | N | REMOUNT | 2 | 2
LMS Energy Pty Ltd | Stapylton Renewable Energy Facility | QLD1 | Generator | Market | Non-Scheduled | Renewable/ Biomass / Waste | Landfill Methane / Landfill Gas | Combustion | Spark Ignition Reciprocating Engine | 1-2 | 1.07 | N | STAPYLTON1 | 2.14 | 2
LMS Energy Pty Ltd | Stapylton Renewable Energy Facility | QLD1 | Generator | Market | Non-Scheduled | Renewable/ Biomass / Waste | Landfill Methane / Landfill Gas | Combustion | Spark Ignition Reciprocating Engine | 3 | 0.765 | N | STAPYLTON1 | 0.765 | -
LMS Energy Pty Ltd | Stapylton Renewable Energy Facility | QLD1 | Generator | Market | Non-Scheduled | Renewable/ Biomass / Waste | Landfill Methane / Landfill Gas | Combustion | Spark Ignition Reciprocating Engine | 4 | 0.46 | N | STAPYLTON1 | 0.46 | -
LMS Energy Pty Ltd | Wollert Renewable Energy Facility | VIC1 | Generator | Market | Non-Scheduled | Renewable/ Biomass / Waste | Landfill Methane / Landfill Gas | Combustion | Spark Ignition Reciprocating Engine | 1-7 | 1.1 | N | WOLLERT1 | 7 | 7 | 0
Mackay Sugar Limited | Racecourse Mill Power Station | QLD1 | Generator | Non-Market | Non-Scheduled | Renewable/ Biomass / Waste | Bagasse | Combustion | Steam Sub-Critical | 1 | 3.5 | N | RACOMIL1 | 3.5 | 3.5 | 0
Mackay Sugar Limited | Racecourse Mill Power Station | QLD1 | Generator | Non-Market | Non-Scheduled | Renewable/ Biomass / Waste | Bagasse | Combustion | Steam Sub-Critical | 2 | 7 | N | RACOMIL1 | 7 | 7 | -
Mackay Sugar Limited | Racecourse Mill Power Station | QLD1 | Generator | Non-Market | Non-Scheduled | Renewable/ Biomass / Waste | Bagasse | Combustion | Steam Sub-Critical | 3 | 38 | N | RACOMIL1 | 38 | 38 | -
Manildra Prop Pty Ltd as The Trustee for the Manildra Asset Trust | Manildra solar Farm | NSW1 | Generator | Market | Semi-Scheduled | Solar | Solar | Renewable | Photovoltaic Flat panel | 1-10 | 2.5 | Y | MANSLR1 | 50 | 46 | 46
Manildra Prop Pty Ltd as The Trustee for the Manildra Asset Trust | Manildra solar Farm | NSW1 | Generator | Market | Semi-Scheduled | Solar | Solar | Renewable | Photovoltaic Flat panel | 11-20 | 2.5 | Y | MANSLR1 | - | - | -
Millmerran Energy Trader Pty Ltd | Millmerran Power Plant | QLD1 | Generator | Market | Scheduled | Fossil | Black Coal | Combustion | Steam Super Critical | 1 | 426 | Y | MPP_1 | 426 | 435 | 10
Millmerran Energy Trader Pty Ltd | Millmerran Power Plant | QLD1 | Generator | Market | Scheduled | Fossil | Black Coal | Combustion | Steam Super Critical | 2 | 426 | Y | MPP_2 | 426 | 435 | 10
Moree Solar Farm Pty Ltd | Moree Solar Farm | NSW1 | Generator | Market | Semi-Scheduled | Solar | Solar | Renewable | Photovoltaic Tracking Flat panel | 1-56 | 1.019 | N | MOREESF1 | 57.064 | 56 | 60
Mortons Lane Windfarm Pty Limited | Mortons Lane Wind Farm | VIC1 | Generator | Market | Non-Scheduled | Wind | Wind | Renewable | Wind - Onshore | 1-13 | 1.5 | N | MLWF1 | 19.5 | 20 | 0
MP Tableland Green Power Pty Ltd | Tableland Mill, Unit 2 | QLD1 | Generator | Non-Market | Non-Scheduled | Renewable/ Biomass / Waste | Bagasse | Combustion | Steam Super Critical | 1 | 17 | N | TABMILL2 | 24 | 17 | -
Mt Gellibrand Wind Farm Pty Ltd | Mt Gellibrand Wind Farm | VIC1 | Generator | Market | Semi-Scheduled | Wind | Wind | Renewable | Wind - Onshore | 1-14 | 3.136 | Y | MTGELWF1 | 43.904 | 66 | 400/200
Mt Gellibrand Wind Farm Pty Ltd | Mt Gellibrand Wind Farm | VIC1 | Generator | Market | Semi-Scheduled | Wind | Wind | Renewable | Wind - Onshore | 19-26 | 3.136 | Y | MTGELWF1 | 25.088 | - | -
Mt Gellibrand Wind Farm Pty Ltd | Mt Gellibrand Wind Farm | VIC1 | Generator | Market | Semi-Scheduled | Wind | Wind | Renewable | Wind - Onshore | 15-18 | 3.136 | Y | MTGELWF1 | 12.544 | 66 | 400/200
Mt Gellibrand Wind Farm Pty Ltd | Mt Gellibrand Wind Farm | VIC1 | Generator | Market | Semi-Scheduled | Wind | Wind | Renewable | Wind - Onshore | 27-35 | 3.136 | Y | MTGELWF1 | 28.224 | - | -
Mt Gellibrand Wind Farm Pty Ltd | Mt Gellibrand Wind Farm | VIC1 | Generator | Market | Semi-Scheduled | Wind | Wind | Renewable | Wind - Onshore | 38-40 | 3.136 | Y | MTGELWF1 | 9.408 | - | -
Mt Gellibrand Wind Farm Pty Ltd | Mt Gellibrand Wind Farm | VIC1 | Generator | Market | Semi-Scheduled | Wind | Wind | Renewable | Wind - Onshore | 42-47 | 3.136 | Y | MTGELWF1 | 18.816 | - | -
Mt Mercer Windfarm Pty Ltd | Hepburn Community Wind Farm | VIC1 | Generator | Market | Non-Scheduled | Wind | Wind | Renewable | Wind - Onshore | 1 & 2 | 2.05 | N | HEPWIND1 | 4.1 | 4 | 0
Mt Mercer Windfarm Pty Ltd | Mt Mercer Wind Farm | VIC1 | Generator | Market | Semi-Scheduled | Wind | Wind | Renewable | Wind - Onshore | 1-64 | 2.05 | N | MERCER01 | 131.2 | 131 | 33
Mt Millar Wind Farm Pty Ltd | Mt Millar Wind Farm | SA1 | Generator | Market | Non-Scheduled | Wind | Wind | Renewable | Wind - Onshore | 1-35 | 2 | N | MTMILLAR | 70 | 70
Mugga Lane Solar Park Pty Ltd | Mugga Lane Solar Park | NSW1 | Generator | Market | Non-Scheduled | Solar | Solar | Renewable | Photovoltaic Tracking Flat panel | 1 | 12 | Y | MLSP1 | 12 | 12 | 0
New Gullen Range Wind Farm Pty Ltd | Gullen Range Solar Farm | NSW1 | Generator | Market | Semi-Scheduled | Solar | Solar | Renewable | Solar Thermal | 1-4 | 2.5 | Y | GULLRSF1 | 10 | 10 | 10
New Gullen Range Wind Farm Pty Ltd | Gullen Range Wind Farm | NSW1 | Generator | Market | Semi-Scheduled | Wind | Wind | Renewable | Wind - Onshore | 1-17 | 1.5 | N | GULLRWF1 | 165.5 | 165 | 34
New Gullen Range Wind Farm Pty Ltd | Gullen Range Wind Farm | NSW1 | Generator | Market | Semi-Scheduled | Wind | Wind | Renewable | Wind - Onshore | 18-73 | 2.5 | N | GULLRWF1 | - | - | -
NovaPower Pty Ltd | Traralgon Network Support Station | VIC1 | Generator | Market | Non-Scheduled | Fossil | Natural Gas | Combustion | Spark Ignition Reciprocating Engine | 1-5 | 2 | N | TGNSS1 | 10 | 10 | 0
Numurkah Solar Farm Pty Ltd | Numurkah Solar Farm | VIC1 | Generator | Market | Semi-Scheduled | Solar | Solar | Renewable | Photovoltaic Tracking Flat panel | 1-37 | 1.785 | Y | NUMURSF1 | 74 | 100 | 20
Numurkah Solar Farm Pty Ltd | Numurkah Solar Farm | VIC1 | Generator | Market | Semi-Scheduled | Solar | Solar | Renewable | Photovoltaic Tracking Flat panel | 38-56 | 1.785 | Y | NUMURSF2 | 38 | 100 | 20
Origin Energy Electricity Limited | Darling Downs Power Station | QLD1 | Generator | Market | Scheduled | Fossil | Natural Gas | Combustion | Combined Cycle Gas Turbine (CCGT) | 1-3 | 121 | Y | DDPS1 | - | - | -
Origin Energy Electricity Limited | Eraring Power Station | NSW1 | Generator | Market | Scheduled | Fossil | Black Coal | Combustion | Steam Sub-Critical | 1 | 720 | Y | ER01 | 720 | 750 | 20
Origin Energy Electricity Limited | Eraring Power Station | NSW1 | Generator | Market | Scheduled | Fossil | Black Coal | Combustion | Steam Sub-Critical | 2 | 720 | Y | ER02 | 720 | 750 | 20
Origin Energy Electricity Limited | Eraring Power Station | NSW1 | Generator | Market | Scheduled | Fossil | Black Coal | Combustion | Steam Sub-Critical | 3 | 720 | Y | ER03 | 720 | 750 | 20
Origin Energy Electricity Limited | Eraring Power Station | NSW1 | Generator | Market | Scheduled | Fossil | Black Coal | Combustion | Steam Sub-Critical | 4 | 720 | Y | ER04 | 720 | 750 | 20
Origin Energy Electricity Limited | Eraring Power Station | NSW1 | Generator | Market | Non-Scheduled | Fossil | Diesel | Combustion | Open Cycle Gas turbines (OCGT) | 1 | 41.5 | N | ERGT01 | 41.5 | 56 | 0
Origin Energy Electricity Limited | Ladbroke Grove Power Station | SA1 | Generator | Market | Scheduled | Fossil | Natural Gas | Combustion | Open Cycle Gas turbines (OCGT) | 1 | 40 | Y | LADBROK1 | 40 | 50 | 10
Origin Energy Electricity Limited | Ladbroke Grove Power Station | SA1 | Generator | Market | Scheduled | Fossil | Natural Gas | Combustion | Open Cycle Gas turbines (OCGT) | 2 | 40 | Y | LADBROK2 | 40 | 50 | 10
Origin Energy Electricity Limited | Mortlake Power Station | VIC1 | Generator | Market | Scheduled | Fossil | Natural Gas | Combustion | Open Cycle Gas turbines (OCGT) | 1 | 283 | Y | MORTLK11 | 283 | 292 | 13
Origin Energy Electricity Limited | Mortlake Power Station | VIC1 | Generator | Market | Scheduled | Fossil | Natural Gas | Combustion | Open Cycle Gas turbines (OCGT) | 1 | 283 | Y | MORTLK12 | 283 | 292 | 13
Origin Energy Electricity Limited | Mt Stuart Power Station | QLD1 | Generator | Market | Scheduled | Fossil | Kerosene | Combustion | Open Cycle Gas turbines (OCGT) | 1 | 144 | Y | MSTUART1 | 144 | 152 | 31
Origin Energy Electricity Limited | Mt Stuart Power Station | QLD1 | Generator | Market | Scheduled | Fossil | Kerosene | Combustion | Open Cycle Gas turbines (OCGT) | 2 | 144 | Y | MSTUART2 | 144 | 152 | 31
Origin Energy Electricity Limited | Mt Stuart Power Station | QLD1 | Generator | Market | Scheduled | Fossil | Kerosene | Combustion | Open Cycle Gas turbines (OCGT) | 3 | 131 | Y | MSTUART3 | 131 | 139 | 28
Origin Energy Electricity Limited | Roma Gas Turbine Station | QLD1 | Generator | Market | Scheduled | Fossil | Natural Gas | Combustion | Open Cycle Gas turbines (OCGT) | 7 | 40 | Y | ROMA_7 | 40 | 42 | 9
Origin Energy Electricity Limited | Osborne Power Station | SA1 | Generator | Market | Scheduled | Fossil | Natural Gas | Combustion | Combined Cycle Gas Turbine (CCGT) | 1 | 118 | Y | OSB-AG | 180 | 204 | 41
Origin Energy Electricity Limited | Osborne Power Station | SA1 | Generator | Market | Scheduled | Fossil | Natural Gas | Combustion | Combined Cycle Gas Turbine (CCGT) | 2 | 62 | Y | OSB-AG | - | - | -
Origin Energy Electricity Limited | Quarantine Power Station | SA1 | Generator | Market | Scheduled | Fossil | Natural Gas | Combustion | Open Cycle Gas turbines (OCGT) | 1 | 29 | Y | QPS1 | 29 | 29.5 | 5
Origin Energy Electricity Limited | Quarantine Power Station | SA1 | Generator | Market | Scheduled | Fossil | Natural Gas | Combustion | Open Cycle Gas turbines (OCGT) | 2 | 24 | Y | QPS2 | 24 | 25 | 5
Origin Energy Electricity Limited | Quarantine Power Station | SA1 | Generator | Market | Scheduled | Fossil | Natural Gas | Combustion | Open Cycle Gas turbines (OCGT) | 3 | 24 | Y | QPS3 | 24 | 25 | 5
Origin Energy Electricity Limited | Quarantine Power Station | SA1 | Generator | Market | Scheduled | Fossil | Natural Gas | Combustion | Open Cycle Gas turbines (OCGT) | 4 | 24 | Y | QPS4 | 24 | 25 | 5
Origin Energy Electricity Limited | Quarantine Power Station | SA1 | Generator | Market | Scheduled | Fossil | Natural Gas | Combustion | Open Cycle Gas turbines (OCGT) | 5 | 128 | Y | QPS5 | 128 | 128 | 26
Origin Energy Electricity Limited | Rochedale Renewable Energy Facility | QLD1 | Generator | Market | Non-Scheduled | Renewable/ Biomass / Waste | Landfill Methane / Landfill Gas | Combustion | Compression Reciprocating Engine | 1-4 | 1.1 | N | ROCHEDAL | 4.4 | 4 | 0
Origin Energy Electricity Limited | Roma Gas Turbine Station | QLD1 | Generator | Market | Scheduled | Fossil | Natural Gas | Combustion | Open Cycle Gas turbines (OCGT) | 7 | 40 | Y | ROMA_7 | 40 | 42 | 9
Origin Energy Electricity Limited | Roma Gas Turbine Station | QLD1 | Generator | Market | Scheduled | Fossil | Natural Gas | Combustion | Open Cycle Gas turbines (OCGT) | 8 | 40 | Y | ROMA_8 | 40 | 42 | 9
Origin Energy Electricity Limited | Shoalhaven Power Station (Bendeela And Kangaroo Valley Power Station And Pumps) | NSW1 | Generator | Market | Scheduled | Hydro | Water | Renewable | Hydro - Gravity | 1-2 | 40 | Y | SHGEN | 240 | 240 | 25
Origin Energy Electricity Limited | Shoalhaven Power Station (Bendeela And Kangaroo Valley Power Station And Pumps) | NSW1 | Generator | Market | Scheduled | Hydro | Water | Renewable | Hydro - Gravity | 3-4 | 80 | Y | SHGEN | - | - | -
Origin Energy Electricity Limited | Shoalhaven Power Station (Bendeela And Kangaroo Valley Power Station And Pumps) | NSW1 | Load | Market | Scheduled | - | - | - | - | 1-2 | 40 | Y | SHPUMP | 240 | 240 | 12
Origin Energy Electricity Limited | Shoalhaven Power Station (Bendeela And Kangaroo Valley Power Station And Pumps) | NSW1 | Load | Market | Scheduled | - | - | - | - | 3-4 | 80 | Y | SHPUMP | - | - | -
Origin Energy Electricity Limited | Whitwood Road Renewable Energy Facility | QLD1 | Generator | Market | Non-Scheduled | Renewable/ Biomass / Waste | Landfill Methane / Landfill Gas | Combustion | Compression Reciprocating Engine | 1 | 1.1 | N | WHIT1 | 1 | 1 | 0
Origin Energy Uranquinty Power Pty Ltd | Bungala One Solar Farm | SA1 | Generator | Market | Semi-Scheduled | Solar | Solar | Renewable | Photovoltaic Tracking Flat panel | 54 | 2.5 | Y | BNGSF1 | 135 | 110 | 25
Origin Energy Uranquinty Power Pty Ltd | Bungala Two Solar Farm | SA1 | Generator | Market | Semi-Scheduled | Solar | Solar | Renewable | Photovoltaic Tracking Flat panel | 54 | 2.5 | Y | BNGSF2 | 135 | 110 | 25
Origin Energy Uranquinty Power Pty Ltd | Uranquinty Power Station | NSW1 | Generator | Market | Scheduled | Fossil | Natural Gas | Combustion | Open Cycle Gas turbines (OCGT) | 1 | 166 | Y | URANQ11 | 166 | 166 | 34
Origin Energy Uranquinty Power Pty Ltd | Uranquinty Power Station | NSW1 | Generator | Market | Scheduled | Fossil | Natural Gas | Combustion | Open Cycle Gas turbines (OCGT) | 2 | 166 | Y | URANQ12 | 166 | 166 | 34
Origin Energy Uranquinty Power Pty Ltd | Uranquinty Power Station | NSW1 | Generator | Market | Scheduled | Fossil | Natural Gas | Combustion | Open Cycle Gas turbines (OCGT) | 3 | 166 | Y | URANQ13 | 166 | 166 | 34
Origin Energy Uranquinty Power Pty Ltd | Uranquinty Power Station | NSW1 | Generator | Market | Scheduled | Fossil | Natural Gas | Combustion | Open Cycle Gas turbines (OCGT) | 4 | 166 | Y | URANQ14 | 166 | 166 | 34
Pacific Hydro Challicum Hills Pty Ltd | Challicum Hills Wind Farm | VIC1 | Generator | Market | Non-Scheduled | Wind | Wind | Renewable | Wind - Onshore | 1-35 | 1.5 | Y | CHALLHWF | 52.5 | 52 | 0
Pacific Hydro Clements Gap Pty Ltd | Clements Gap Wind Farm | SA1 | Generator | Market | Semi-Scheduled | Wind | Wind | Renewable | Wind - Onshore | 1-27 | 2 | N | CLEMGPWF | 57 | 57 | 30
Pacific Hydro Crowlands Pty Ltd | Crowlands Wind Farm | VIC1 | Generator | Market | Semi-Scheduled | Wind | Wind | Renewable | Wind - Onshore | 1-39 | 2.05 | Y | CROWLWF1 | 79.95 | 79 | 39
Pacific Hydro Haughton Solar Farm Pty Ltd | Haughton Solar Farm Stage 1 | QLD1 | Generator | Market | Semi-Scheduled | Solar | Solar | Renewable | Photovoltaic Tracking Flat panel | 1-81 | 1.23 | Y | HAUGHT11 | 132 | 100 | 20
Pacific Hydro Investments Pty Ltd | Eildon Power Station | VIC1 | Generator | Market | Non-Scheduled | Hydro | Water | Renewable | Run of River | 1 | 4.5 | N | EILDON3 | 4.5 | 5 | 0
Pacific Hydro Investments Pty Ltd | Glenmaggie Hydro Power Station | VIC1 | Generator | Market | Non-Scheduled | Hydro | Water | Renewable | Run of River | 1 | 3.8 | N | GLENMAG1 | 3.8 | 4 | 0
Pacific Hydro Investments Pty Ltd | The Drop Power Station | NSW1 | Generator | Market | Non-Scheduled | Hydro | Water | Renewable | Run of River | 1 | 2.5 | N | THEDROP1 | 2.5 | 3 | 0
Pacific Hydro Investments Pty Ltd | William Hovell Power Station | VIC1 | Generator | Market | Non-Scheduled | Hydro | Water | Renewable | Run of River | 1 | 1.5 | N | WILLHOV1 | 1.5 | 2 | 0
Pacific Hydro Portland Wind Farm Pty Ltd | Portland Wind Farm | VIC1 | Generator | Non-Market | Non-Scheduled | Wind | Wind | Renewable | Wind - Onshore | 74 | 2 | N | - | 148 | 148 | 0
Pacific Hydro Yaloak South Pty Ltd | Yaloak South Wind Farm | VIC1 | Generator | Market | Non-Scheduled | Wind | Wind | Renewable | Wind - Onshore | 1-14 | 2.05 | Y | YSWF1 | 28.7 | 28 | 172
Parkes Solar Farm Pty Ltd | Parkes Solar Farm | NSW1 | Generator | Market | Semi-Scheduled | Solar | Solar | Renewable | Photovoltaic Flat panel | 1-22 | 2.295 | Y | PARSF1 | 55 | 50.5 | 1000
Pelican Point Power Limited | Pelican Point Power Station | SA1 | Generator | Market | Scheduled | Fossil | Natural Gas | Combustion | Combined Cycle Gas Turbine (CCGT) | 1-2 | 160 | Y | PPCCGT | 478 | 529 | 20
Pelican Point Power Limited | Pelican Point Power Station | SA1 | Generator | Market | Scheduled | Fossil | Natural Gas | Combustion | Combined Cycle Gas Turbine (CCGT) | 3 | 158 | Y | PPCCGT | - | - | -
Pioneer Sugar Mills Pty Ltd | Pioneer Sugar Mill | QLD1 | Generator | Non-Market | Non-Scheduled | Renewable/ Biomass / Waste | Bagasse | Combustion | Steam Sub-Critical | 1 | 30.86 | N | - | 67.78 | 68
Pioneer Sugar Mills Pty Ltd | Pioneer Sugar Mill | QLD1 | Generator | Non-Market | Non-Scheduled | Renewable/ Biomass / Waste | Bagasse | Combustion | Steam Sub-Critical | 2 | 36.92 | N | - | - | - | -
Progressive Green Pty Ltd | South East Water - Halllam Hydro Plant | VIC1 | Generator | Market | Non-Scheduled | Hydro | Water | Renewable | Hydro - Gravity | 1 | 0.25 | N | HLMSEW01 | 0.25 | 1
Progressive Green Pty Ltd | Wonthaggi Wind Farm | VIC1 | Generator | Market | Non-Scheduled | Wind | Wind | Renewable | Wind - Onshore | 1-6 | 2 | Y | WONWP | 12 | 12
Pyrenees Wind Energy Development Pty Ltd | Waubra Wind Farm | VIC1 | Generator | Market | Non-Scheduled | Wind | Wind | Renewable | Wind - Onshore | 1-128 | 1.5 | N | WAUBRAWF | 192 | 192
QGC Sales Qld Pty Ltd | Condamine Power Station A | QLD1 | Generator | Market | Scheduled | Fossil | Natural Gas | Combustion | Combined Cycle Gas Turbine (CCGT) | 1-2 | 43 | Y | CPSA | 143 | 144 | 29
QGC Sales Qld Pty Ltd | Condamine Power Station A | QLD1 | Generator | Market | Scheduled | Fossil | Natural Gas | Combustion | Combined Cycle Gas Turbine (CCGT) | 3 | 57 | Y | CPSA | - | - | -
Renewable Power Australia Limited | Rocky Point Cogeneration Plant | QLD1 | Generator | Market | Non-Scheduled | Renewable/ Biomass / Waste | Bagasse | Combustion | Steam Sub-Critical | 1 | 30 | N | RPCG | 30 | 30 | 0
Ross River Operations Pty Ltd as the Trustee for the Ross River Operations Trust | Ross River Solar Farm, Units 1-64 | QLD1 | Generator | Market | Semi-Scheduled | Solar | Solar | Renewable | Photovoltaic Tracking Flat panel | 1-64 | 2 | Y | RRSF1 | 128 | 116 | 696
Royalla Solar Farm Pty Limited | Royalla Solar Farm | NSW1 | Generator | Market | Non-Scheduled | Solar | Solar | Renewable | Photovoltaic Flat panel | 1-20 | 1 | N | ROYALLA1 | 20 | 20 | 0
RTA Yarwun Pty Ltd | Yarwun Power Station | QLD1 | Generator | Market | Non-Scheduled | Fossil | Natural Gas | Combustion | Combined Cycle Gas Turbine (CCGT) | 1 | 154 | Y | YARWUN_1 | 154 | 180 | 36
SA Power Networks | Temporary Generation North | SA1 | Generator | Market | Non-Scheduled | Fossil | Diesel | Combustion | Open Cycle Gas turbines (OCGT) | 1-5 | 30.8 | Y | SATGN1 | 154 | 154 | 75
SA Power Networks | Temporary Generation South | SA1 | Generator | Market | Non-Scheduled | Fossil | Diesel | Combustion | Open Cycle Gas turbines (OCGT) | 1-4 | 30.8 | Y | SATGS1 | 123.2 | 123 | 60
Salt Creek Wind Farm Pty Ltd | Salt Creek Wind Farm | VIC1 | Generator | Market | Semi-Scheduled | Wind | Wind | Renewable | Wind - Onshore | 1-15 | 3.6 | Y | SALTCRK1 | 54 | 54 | 162
Santos NSW (Narrabri Power) Pty Ltd | Wilga Park B | NSW1 | Generator | Market | Non-Scheduled | Fossil | Coal Seam Methane | Combustion | Spark Ignition Reciprocating Engine | 1-2 | 3 | N | WILGB01 | 6 | 6 | 0
Santos NSW (Narrabri Power) Pty Ltd | Wilga Park Power Station | NSW1 | Generator | Market | Non-Scheduled | Fossil | Coal Seam Methane | Combustion | Spark Ignition Reciprocating Engine | 1-4 | 1 | N | WILGAPK | 10 | 10 | 0
Santos NSW (Narrabri Power) Pty Ltd | Wilga Park Power Station | NSW1 | Generator | Market | Non-Scheduled | Fossil | Coal Seam Methane | Combustion | Spark Ignition Reciprocating Engine | 5 - 6 | 3 | N | WILGAPK | - | - | -
Smithfield Power Generation Pty Ltd | Smithfield Energy Facility | NSW1 | Generator | Market | Scheduled | Fossil | Natural Gas | Combustion | Combined Cycle Gas Turbine (CCGT) | 1-3 | 36.3 | Y | SITHE01 | 185 | 185 | 40
Smithfield Power Generation Pty Ltd | Smithfield Energy Facility | NSW1 | Generator | Market | Scheduled | Fossil | Natural Gas | Combustion | Combined Cycle Gas Turbine (CCGT) | 4 | 62 | Y | SITHE04 | - | - | -
Snowtown Wind Farm Pty Ltd | Snowtown Wind Farm Units 1 And 47 | SA1 | Generator | Market | Semi-Scheduled | Wind | Wind | Renewable | Wind - Onshore | 1-47 | 2.1 | N | SNOWTWN1 | 99 | 99 | 20
Snowtown Wind Farm Stage 2 Pty Ltd | Snowtown South Wind Farm | SA1 | Generator | Market | Semi-Scheduled | Wind | Wind | Renewable | Wind - Onshore | 1-42 | 3 | N | SNOWSTH1 | 126 | 126 | 50
Snowtown Wind Farm Stage 2 Pty Ltd | Snowtown Wind Farm Stage 2 North | SA1 | Generator | Market | Semi-Scheduled | Wind | Wind | Renewable | Wind - Onshore | 1-48 | 3 | N | SNOWNTH1 | 144 | 144 | 50
Snowy Hydro Limited | Angaston Power Station | SA1 | Generator | Market | Scheduled | Fossil | Diesel | Combustion | Compression Reciprocating Engine | 1-18 | 1.667 | Y | ANGAST1 | 50 | 50 | 14
Snowy Hydro Limited | Blowering Power Station | NSW1 | Generator | Market | Scheduled | Hydro | Water | Renewable | Hydro - Gravity | 1 | 70 | Y | BLOWERNG | 80 | 80 | 10
Snowy Hydro Limited | Colongra Power Station | NSW1 | Generator | Market | Scheduled | Fossil | Natural Gas | Combustion | Open Cycle Gas turbines (OCGT) | 1 | 181 | Y | CG1 | 181 | 181 | 34
Snowy Hydro Limited | Colongra Power Station | NSW1 | Generator | Market | Scheduled | Fossil | Natural Gas | Combustion | Open Cycle Gas turbines (OCGT) | 2 | 181 | Y | CG2 | 181 | 181 | 34
Snowy Hydro Limited | Colongra Power Station | NSW1 | Generator | Market | Scheduled | Fossil | Natural Gas | Combustion | Open Cycle Gas turbines (OCGT) | 3 | 181 | Y | CG3 | 181 | 181 | 34
Snowy Hydro Limited | Colongra Power Station | NSW1 | Generator | Market | Scheduled | Fossil | Natural Gas | Combustion | Open Cycle Gas turbines (OCGT) | 4 | 181 | Y | CG4 | 181 | 181 | 34
Snowy Hydro Limited | Guthega Power Station | NSW1 | Generator | Market | Scheduled | Hydro | Water | Renewable | Hydro - Gravity | 1-2 | 30 | Y | GUTHEGA | 60 | 80 | 20
Snowy Hydro Limited | Jindabyne Pump At Guthega | VIC1 | Generator | Non-Market | Non-Scheduled |  |  |  |  | 1 | 70 | N | - | 70 | 70
Snowy Hydro Limited | Jindabyne Small Hydro Power Station | NSW1 | Generator | Market | Non-Scheduled | Hydro | Water | Renewable | Hydro - Gravity | 1 | 1.1 | N | JNDABNE1 | 1.1 | 1
Snowy Hydro Limited | Jounama Small Hydro Power Station | NSW1 | Generator | Market | Non-Scheduled | Hydro | Water | Renewable | Hydro - Gravity | 1 | 14 | N | JOUNAMA1 | 14 | 14
Snowy Hydro Limited | Laverton North Power Station | VIC1 | Generator | Market | Scheduled | Fossil | Natural Gas | Combustion | Open Cycle Gas turbines (OCGT) | 1 | 156 | Y | LNGS1 | 156 | 172 | 27
Snowy Hydro Limited | Laverton North Power Station | VIC1 | Generator | Market | Scheduled | Fossil | Natural Gas | Combustion | Open Cycle Gas turbines (OCGT) | 2 | 156 | Y | LNGS2 | 156 | 172 | 27
Snowy Hydro Limited | Lonsdale Power Station | SA1 | Generator | Market | Scheduled | Fossil | Diesel | Combustion | Compression Reciprocating Engine | 1-18 | 1.125 | Y | LONSDALE | 20 | 21 | 10
Snowy Hydro Limited | Murray Power Station | VIC1 | Generator | Market | Scheduled | Hydro | Water | Renewable | Hydro - Gravity | 1-10 | 95 | Y | MURRAY | 1500 | 1575 | 450
Snowy Hydro Limited | Murray Power Station | VIC1 | Generator | Market | Scheduled | Hydro | Water | Renewable | Hydro - Gravity | 11-14 | 138 | Y | MURRAY | - | - | -
Snowy Hydro Limited | Pt Stanvac Power Station | SA1 | Generator | Market | Scheduled | Fossil | Diesel | Combustion | Compression Reciprocating Engine | 1-36 | 1.6 | Y | PTSTAN1 | 57.6 | 65 | 15
Snowy Hydro Limited | Tumut 3 Power Station | NSW1 | Generator | Market | Scheduled | Hydro | Water | Renewable | Hydro - Gravity | 1-6 | 250 | Y | TUMUT3 | 1500 | 1800 | 600
Snowy Hydro Limited | Tumut 3 Pumps | NSW1 | Load | Market | Scheduled |  |  |  |  | 4-6 | 200 | Y | SNOWYP | 600 | 600 | 120
Snowy Hydro Limited | Tumut Power Station | NSW1 | Generator | Market | Scheduled | Hydro | Water | Renewable | Hydro - Gravity | 1-4 | 82 | Y | UPPTUMUT | 616 | 665 | 320
Snowy Hydro Limited | Tumut Power Station | NSW1 | Generator | Market | Scheduled | Hydro | Water | Renewable | Hydro - Gravity | 5-8 | 72 | Y | UPPTUMUT | - | - | -
Snowy Hydro Limited | Valley Power Peaking Facility | VIC1 | Generator | Market | Scheduled | Fossil | Natural Gas | Combustion | Open Cycle Gas turbines (OCGT) | 1-6 | 50 | Y | VPGS1 | 50 | 60 | 11
Snowy Hydro Limited | Valley Power Peaking Facility | VIC1 | Generator | Market | Scheduled | Fossil | Natural Gas | Combustion | Open Cycle Gas turbines (OCGT) | 2-6 | 50 | Y | VPGS2 | 50 | 60 | 11
Snowy Hydro Limited | Valley Power Peaking Facility | VIC1 | Generator | Market | Scheduled | Fossil | Natural Gas | Combustion | Open Cycle Gas turbines (OCGT) | 3-6 | 50 | Y | VPGS3 | 50 | 60 | 11
Snowy Hydro Limited | Valley Power Peaking Facility | VIC1 | Generator | Market | Scheduled | Fossil | Natural Gas | Combustion | Open Cycle Gas turbines (OCGT) | 4-6 | 50 | Y | VPGS4 | 50 | 60 | 11
Snowy Hydro Limited | Valley Power Peaking Facility | VIC1 | Generator | Market | Scheduled | Fossil | Natural Gas | Combustion | Open Cycle Gas turbines (OCGT) | 5-6 | 50 | Y | VPGS5 | 50 | 60 | 11
Snowy Hydro Limited | Valley Power Peaking Facility | VIC1 | Generator | Market | Scheduled | Fossil | Natural Gas | Combustion | Open Cycle Gas turbines (OCGT) | 6-6 | 50 | Y | VPGS6 | 50 | 60 | 11
South Australian Water Corporation | SA Water Bolivar Waste Water Treatment (WWT) Plant | SA1 | Generator | Market | Non-Scheduled | Renewable/ Biomass / Waste | Sewerage / Waste Water | Renewable | Pump Storage | 1-1 | 2.7 | N | BOLIVAR1 | 9.9 | 10 | 0
South Australian Water Corporation | SA Water Bolivar Waste Water Treatment (WWT) Plant | SA1 | Generator | Market | Non-Scheduled | Renewable/ Biomass / Waste | Sewerage / Waste Water | Renewable | Pump Storage | 1-3 | 2.4 | N | BOLIVAR1 | - | - | -
Stanwell Corporation Limited | Appin Power Plant | NSW1 | Generator | Market | Non-Scheduled | Fossil | Waste Coal Mine Gas | Combustion | Spark Ignition Reciprocating Engine | 1-54 | 1.03 | N | APPIN | 55.6 | 55 | 0
Stanwell Corporation Limited | Barron Gorge Power Station | QLD1 | Generator | Market | Scheduled | Hydro | Water | Renewable | Run of River | 1 | 30 | Y | BARRON-1 | 30 | 33 | 4
Stanwell Corporation Limited | Barron Gorge Power Station | QLD1 | Generator | Market | Scheduled | Hydro | Water | Renewable | Run of River | 2 | 30 | Y | BARRON-2 | 30 | 33 | 4
Stanwell Corporation Limited | Invicta Sugar Mill | QLD1 | Generator | Market | Non-Scheduled | Renewable/ Biomass / Waste | Bagasse | Combustion | Steam Sub-Critical | 1 | 38.8 | N | INVICTA | 50.3 | 51 | 0
Stanwell Corporation Limited | Invicta Sugar Mill | QLD1 | Generator | Market | Non-Scheduled | Renewable/ Biomass / Waste | Bagasse | Combustion | Steam Sub-Critical | 2 | 9 | N | INVICTA | - | - | -
Stanwell Corporation Limited | Invicta Sugar Mill | QLD1 | Generator | Market | Non-Scheduled | Renewable/ Biomass / Waste | Bagasse | Combustion | Steam Sub-Critical | 3 | 2.5 | N | INVICTA | - | - | -
Stanwell Corporation Limited | Kareeya Power Station | QLD1 | Generator | Market | Scheduled | Hydro | Water | Renewable | Run of River | 1 | 21 | Y | KAREEYA1 | 21 | 22 | 5
Stanwell Corporation Limited | Kareeya Power Station | QLD1 | Generator | Market | Scheduled | Hydro | Water | Renewable | Run of River | 2 | 21 | Y | KAREEYA2 | 21 | 22 | 5
Stanwell Corporation Limited | Kareeya Power Station | QLD1 | Generator | Market | Scheduled | Hydro | Water | Renewable | Run of River | 3 | 21 | Y | KAREEYA3 | 21 | 22 | 5
Stanwell Corporation Limited | Kareeya Power Station | QLD1 | Generator | Market | Scheduled | Hydro | Water | Renewable | Run of River | 4 | 21 | Y | KAREEYA4 | 21 | 22 | 5
Stanwell Corporation Limited | Kareeya Power Station | QLD1 | Generator | Market | Non-Scheduled | Hydro | Water | Renewable | Run of River | 5 | 7 | N | KAREEYA5 | 7 | 7
Stanwell Corporation Limited | Mackay Gas Turbine | QLD1 | Generator | Market | Scheduled | Fossil | Diesel | Combustion | Open Cycle Gas turbines (OCGT) | 1 | 30 | Y | MACKAYGT | 30 | 34 | 16
Stanwell Corporation Limited | Stanwell Power Station | QLD1 | Generator | Market | Scheduled | Fossil | Black Coal | Combustion | Steam Sub-Critical | 1 | 365 | Y | STAN-1 | 365 | 385 | 77
Stanwell Corporation Limited | Stanwell Power Station | QLD1 | Generator | Market | Scheduled | Fossil | Black Coal | Combustion | Steam Sub-Critical | 2 | 365 | Y | STAN-2 | 365 | 385 | 77
Stanwell Corporation Limited | Stanwell Power Station | QLD1 | Generator | Market | Scheduled | Fossil | Black Coal | Combustion | Steam Sub-Critical | 3 | 365 | Y | STAN-3 | 365 | 385 | 77
Stanwell Corporation Limited | Stanwell Power Station | QLD1 | Generator | Market | Scheduled | Fossil | Black Coal | Combustion | Steam Sub-Critical | 4 | 365 | Y | STAN-4 | 365 | 385 | 77
Stanwell Corporation Limited | Swanbank B Power Station & Swanbank E Gas Turbine | QLD1 | Generator | Market | Scheduled | Fossil | Natural Gas | Combustion | Combined Cycle Gas Turbine (CCGT) | 1 | 385 | Y | SWAN_E | 385 | 385 | 77
Stanwell Corporation Limited | Tarong North Power Station | QLD1 | Generator | Market | Scheduled | Fossil | Black Coal | Combustion | Steam Super Critical | 1 | 443 | Y | TNPS1 | 443 | 480 | 96
Stanwell Corporation Limited | Tarong Power Station | QLD1 | Generator | Market | Scheduled | Fossil | Black Coal | Combustion | Steam Sub-Critical | 1 | 350 | Y | TARONG#1 | 350 | 385 | 77
Stanwell Corporation Limited | Tarong Power Station | QLD1 | Generator | Market | Scheduled | Fossil | Black Coal | Combustion | Steam Sub-Critical | 2 | 350 | Y | TARONG#2 | 350 | 385 | 77
Stanwell Corporation Limited | Tarong Power Station | QLD1 | Generator | Market | Scheduled | Fossil | Black Coal | Combustion | Steam Sub-Critical | 3 | 350 | Y | TARONG#3 | 350 | 385 | 77
Stanwell Corporation Limited | Tarong Power Station | QLD1 | Generator | Market | Scheduled | Fossil | Black Coal | Combustion | Steam Sub-Critical | 4 | 350 | Y | TARONG#4 | 350 | 385 | 77
Stanwell Corporation Limited | Tower Power Plant | NSW1 | Generator | Market | Non-Scheduled | Fossil | Waste Coal Mine Gas | Combustion | Spark Ignition Reciprocating Engine | 1-40 | 1.03 | N | TOWER | 41.2 | 41 | 0
Stanwell Corporation Limited | Wivenhoe Small Hydro | QLD1 | Generator | Market | Non-Scheduled | Hydro | Water | Renewable | Run of River | 1 | 4.7 | N | WIVENSH | 4.7 | 5
Starfish Hill Wind Farm Pty Ltd | Starfish Hill Wind Farm | SA1 | Generator | Market | Non-Scheduled | Wind | Wind | Renewable | Wind - Onshore | 1-23 | 1.5 | N | STARHLWF | 34.5 | 35
Sun Metals Corporation Pty Ltd | Sun Metals Solar Farm | QLD1 | Generator | Market | Semi-Scheduled | Solar | Solar | Renewable | Photovoltaic Flat panel | 1-72 | 1.64 | Y | SMCSF1 | 118 | 101 | 1492
Sun Metals Corporation Pty Ltd | Sun Metals Solar Farm | QLD1 | Generator | Market | Semi-Scheduled | Solar | Solar | Renewable | Photovoltaic Flat panel | 73-76 | 1.5 | Y | SMCSF1 | 6 | 6 | 1492
Susan River Solar Pty Ltd as Trustee for Susan River Solar Trust | Susan River Solar Farm | QLD1 | Generator | Market | Semi-Scheduled | Solar | Solar | Renewable | Photovoltaic Flat panel | 1-49 | 1.74 | N | SRSF1 | 85.26 | 75 | 255
Synergen Power Pty Limited | Dry Creek Gas Turbine Station | SA1 | Generator | Market | Scheduled | Fossil | Natural Gas | Combustion | Open Cycle Gas turbines (OCGT) | 1 | 52 | Y | DRYCGT1 | 52 | 57 | 12
Synergen Power Pty Limited | Dry Creek Gas Turbine Station | SA1 | Generator | Market | Scheduled | Fossil | Natural Gas | Combustion | Open Cycle Gas turbines (OCGT) | 2 | 52 | Y | DRYCGT2 | 52 | 57 | 12
Synergen Power Pty Limited | Dry Creek Gas Turbine Station | SA1 | Generator | Market | Scheduled | Fossil | Natural Gas | Combustion | Open Cycle Gas turbines (OCGT) | 3 | 52 | Y | DRYCGT3 | 52 | 57 | 12
Synergen Power Pty Limited | Mintaro Gas Turbine Station | SA1 | Generator | Market | Scheduled | Fossil | Natural Gas | Combustion | Open Cycle Gas turbines (OCGT) | 1 | 90 | Y | MINTARO | 90 | 105 | 5
Synergen Power Pty Limited | Port Lincoln Gas Turbine | SA1 | Generator | Market | Scheduled | Fossil | Diesel | Combustion | Open Cycle Gas turbines (OCGT) | 1-2 | 25 | Y | POR01 | 50 | 55 | 6
Synergen Power Pty Limited | Port Lincoln Gas Turbine | SA1 | Generator | Market | Scheduled | Fossil | Diesel | Combustion | Open Cycle Gas turbines (OCGT) | PL3 | 23.5 | Y | POR03 | 23.5 | 23 | 5
Synergen Power Pty Limited | Snuggery Power Station | SA1 | Generator | Non-Market | Non-Scheduled |  |  |  |  | 1 | 21 | N | - | 21 | 21
Synergen Power Pty Limited | Snuggery Power Station | SA1 | Generator | Market | Scheduled | Fossil | Diesel | Combustion | Open Cycle Gas turbines (OCGT) | 1-3 | 21 | Y | SNUG1 | 63 | 69 | 3
Taralga Wind Farm Nominees No 2 Pty Ltd (ATF Taralga Wind Farm Operating Trust) | Taralga Wind Farm | NSW1 | Generator | Market | Semi-Scheduled | Wind | Wind | Renewable | Wind - Onshore | 1-21 | 1.8 | N | TARALGA1 | 106.8 | 106 | 180
Taralga Wind Farm Nominees No 2 Pty Ltd (ATF Taralga Wind Farm Operating Trust) | Taralga Wind Farm | NSW1 | Generator | Market | Semi-Scheduled | Wind | Wind | Renewable | Wind - Onshore | 22-42 | 2 | N | TARALGA1 | - | - | -
Taralga Wind Farm Nominees No 2 Pty Ltd (ATF Taralga Wind Farm Operating Trust) | Taralga Wind Farm | NSW1 | Generator | Market | Semi-Scheduled | Wind | Wind | Renewable | Wind - Onshore | 43-51 | 3 | N | TARALGA1 | - | - | -
Tasmanian Irrigation Pty Ltd | Midlands Power Station | TAS1 | Generator | Non-Market | Non-Scheduled | Hydro | Water | Renewable | Hydro - Gravity | 1 | 6.078 | N | - | 6.078 | 7 | 0
Telstra Energy (Generation) Pty Ltd | Emerald Solar Park | QLD1 | Generator | Market | Semi-Scheduled | Solar | Solar | Renewable | Photovoltaic Tracking Flat panel | 1-32 | 2.75 | N | EMERASF1 | 88 | 72 | 165
Telstra Energy (Generation) Pty Ltd | Murra Warra Wind Farm | VIC1 | Generator | Market | Semi-Scheduled | Wind | Wind | Renewable | Wind - Onshore | 1-61 | 3.7 | Y | MUWAWF1 | 231.8 | 225.7 | 45
The Trustee For The SWF1 Operations Trust | Sapphire Wind Farm | NSW1 | Generator | Market | Semi-Scheduled | Wind | Wind | Renewable | Wind - Onshore | 1-75 | 3.6 | Y | SAPHWF1 | 270 | 270 | 225
Toora Wind Farm Pty Ltd | Toora Wind Farm | VIC1 | Generator | Market | Non-Scheduled | Wind | Wind | Renewable | Wind - Onshore | 1-12 | 1.75 | Y | TOORAWF | 21 | 21
Vena Energy Services (Australia) Pty Ltd | Tailem Bend Solar Project 1, Units 1-54 | SA1 | Generator | Market | Semi-Scheduled | Solar | Solar | Renewable | Photovoltaic Flat Panel | 1-54 | 1.795 | Y | TBSF1 | 108 | 95 | 19
Veolia Environmental Services (Australia) Pty Ltd | Veolia Ti Tree Bio Reactor | QLD1 | Generator | Market | Non-Scheduled | Renewable/ Biomass / Waste | Landfill Methane / Landfill Gas | Combustion | Compression Reciprocating Engine | 1-2 | 1 | N | TITREE | 2 | 2
Waterloo Wind Farm Pty Ltd | Waterloo Wind Farm | SA1 | Generator | Market | Semi-Scheduled | Wind | Wind | Renewable | Wind - Onshore | 1-37 | 3 | N | WATERLWF | 130.8 | 130 | 27
Waterloo Wind Farm Pty Ltd | Waterloo Wind Farm | SA1 | Generator | Market | Semi-Scheduled | Wind | Wind | Renewable | Wind - Onshore | 38-43 | 3.3 | N | WATERLWF | - | - | -
Wemen Asset Co Pty Ltd ATF Wemen Solar Unit Trust | Wemen Solar Farm, Units 1-39 | VIC1 | Generator | Market | Semi-Scheduled | Solar | Solar | Renewable | Photovoltaic Tracking Flat Panel | 1-39 | 2.256 | Y | WEMENSF1 | 97.5 | 88 | 90
White Rock Wind Farm Pty Ltd | White Rock Solar Farm | NSW1 | Generator | Market | Non-Scheduled | Solar | Solar | Renewable | Photovoltaic Flat Panel | 1-8 | 2.75 | Y | WRSF1 | 22 | 20 | 50
White Rock Wind Farm Pty Ltd | White Rock Wind Farm | NSW1 | Generator | Market | Semi-Scheduled | Wind | Wind | Renewable | Wind - Onshore | 1-70 | 2.5 | Y | WRWF1 | 175 | 172 | 50
Whitsunday Solar Farm Pty Ltd | Whitsunday Solar Farm | QLD1 | Generator | Market | Semi-Scheduled | Solar | Solar | Renewable | Photovoltaic Tracking Flat Panel | 1-23 | 2.5 | Y | WHITSF1 | 57.5 | 56 | 20
Willogoleche Power Pty Ltd as Trustee for the Willogoleche Operating Trust | Willogoleche Wind Farm | SA1 | Generator | Market | Semi-Scheduled | Wind | Wind | Renewable | Wind - Onshore | 1-24 | 3.83 | Y | WGWF1 | 91.92 | 119 | 50
Willogoleche Power Pty Ltd as Trustee for the Willogoleche Operating Trust | Willogoleche Wind Farm | SA1 | Generator | Market | Semi-Scheduled | Wind | Wind | Renewable | Wind - Onshore | 25-32 | 3.43 | Y | WGWF1 | 27.44 | 119 | 50
Wilmar Sugar Pty Ltd | Victoria Mill | QLD1 | Generator | Non-Market | Non-Scheduled | Renewable/ Biomass / Waste | Bagasse | Combustion | Steam Super Critical | 3 | 5 | N | - | 24 | 24 | 0
Wilmar Sugar Pty Ltd | Victoria Mill | QLD1 | Generator | Non-Market | Non-Scheduled | Renewable/ Biomass / Waste | Bagasse | Combustion | Steam Super Critical | 4 | 19 | N | - | - | - | -
Windy Hill Wind Farm Pty Ltd | Windy Hill Wind Farm | QLD1 | Generator | Market | Non-Scheduled | Wind | Wind | Renewable | Wind - Onshore | 1-20 | 0.6 | Y | WHILL1 | 12 | 12
Woodlawn Wind Pty Ltd | Woodlawn Wind Farm | NSW1 | Generator | Market | Semi-Scheduled | Wind | Wind | Renewable | Wind - Onshore |  | 2.1 | N | WOODLWN1 | 48.3 | 48 | 13
Engie and Mitsui & Co. | Hazelwood Power Station | VIC1 | Generator | Market | Scheduled | Fossil | Brown Coal | Combustion | Steam Sub-Critical | 1 | 200 | Y | HWPS1 | 560 | 590 | 118
Engie and Mitsui & Co. | Hazelwood Power Station | VIC1 | Generator | Market | Scheduled | Fossil | Brown Coal | Combustion | Steam Sub-Critical | 1 | 200 | Y | HWPS2 | 560 | 590 | 118
Engie and Mitsui & Co. | Hazelwood Power Station | VIC1 | Generator | Market | Scheduled | Fossil | Brown Coal | Combustion | Steam Sub-Critical | 1 | 200 | Y | HWPS3 | 560 | 590 | 118
Engie and Mitsui & Co. | Hazelwood Power Station | VIC1 | Generator | Market | Scheduled | Fossil | Brown Coal | Combustion | Steam Sub-Critical | 1 | 200 | Y | HWPS4 | 560 | 590 | 118
Engie and Mitsui & Co. | Hazelwood Power Station | VIC1 | Generator | Market | Scheduled | Fossil | Brown Coal | Combustion | Steam Sub-Critical | 1 | 200 | Y | HWPS5 | 560 | 590 | 118
Engie and Mitsui & Co. | Hazelwood Power Station | VIC1 | Generator | Market | Scheduled | Fossil | Brown Coal | Combustion | Steam Sub-Critical | 1 | 200 | Y | HWPS6 | 560 | 590 | 118
Engie and Mitsui & Co. | Hazelwood Power Station | VIC1 | Generator | Market | Scheduled | Fossil | Brown Coal | Combustion | Steam Sub-Critical | 1 | 200 | Y | HWPS7 | 560 | 590 | 118
Engie and Mitsui & Co. | Hazelwood Power Station | VIC1 | Generator | Market | Scheduled | Fossil | Brown Coal | Combustion | Steam Sub-Critical | 1 | 200 | Y | HWPS8 | 560 | 590 | 118
Alinta Energy Retail Sales Pty Ltd | Northern Power Station | SA1 | Generator | Market | Scheduled | Fossil | Brown Coal | Combustion | Steam Sub-Critical | 1 | 260 | Y | NPS1 | 260 | 260 | 118
Alinta Energy Retail Sales Pty Ltd | Northern Power Station | SA1 | Generator | Market | Scheduled | Fossil | Brown Coal | Combustion | Steam Sub-Critical | 1 | 260 | Y | NPS2 | 260 | 260 | 118

## Suspended Participants
Registered Participant | ABN | Category of Participant | Time
Energy One Pty Ltd | 37 076 583 018 | Market Customer | 24:00 hours Eastern Standard Time on 22 June 2007
Redbank Project Pty Limited | 34 075 222 561 | Market Scheduled Generator | 2015-01-01
GoEnergy Pty Ltd | 14 097 708 104 | Market Customer and Market Small Generation Aggregation | 24:00 hours Eastern Standard Daylight Savings Time on 1 April 2016
Urth Energy Pty Ltd | 52 601 693 109 | Market Customer | 24:00 hours Eastern Standard Time 1 February 2017

## Ancillary Services
Participant | Station Name | Region | DUID | Bid Type | Max Cap (MW) | Min Enablement Level | Max Enablement Level | Max Lower Angle | Max Upper Angle
AGL Hydro Partnership | Bogong / Mackay Power Station | VIC1 | MCKAY1 | Lower60sec | 73 | 0 | 300 | 45 | 90
AGL Hydro Partnership | Bogong / Mackay Power Station | VIC1 | MCKAY1 | Lower6sec | 17 | 0 | 300 | 45 | 90
AGL Hydro Partnership | Bogong / Mackay Power Station | VIC1 | MCKAY1 | Lowerreg | 300 | 0 | 300 | 45 | 90
AGL Hydro Partnership | Bogong / Mackay Power Station | VIC1 | MCKAY1 | Raise5min | 0 | 0 | 0 | 0 | 0
AGL Hydro Partnership | Bogong / Mackay Power Station | VIC1 | MCKAY1 | Raise60sec | 79 | 0 | 300 | 90 | 45
AGL Hydro Partnership | Bogong / Mackay Power Station | VIC1 | MCKAY1 | Raise6sec | 11 | 0 | 300 | 90 | 45
AGL Hydro Partnership | Bogong / Mackay Power Station | VIC1 | MCKAY1 | Raisereg | 300 | 0 | 300 | 90 | 45
AGL Hydro Partnership | Dartmouth Power Station | VIC1 | DARTM1 | Lower60sec | 90 | 0 | 180 | 45 | 90
AGL Hydro Partnership | Dartmouth Power Station | VIC1 | DARTM1 | Lower6sec | 20 | 0 | 180 | 45 | 90
AGL Hydro Partnership | Dartmouth Power Station | VIC1 | DARTM1 | Lowerreg | 176 | 0 | 180 | 45 | 90
AGL Hydro Partnership | Dartmouth Power Station | VIC1 | DARTM1 | Raise5min | 176 | 0 | 180 | 90 | 45
AGL Hydro Partnership | Dartmouth Power Station | VIC1 | DARTM1 | Raise60sec | 90 | 0 | 180 | 90 | 45
AGL Hydro Partnership | Dartmouth Power Station | VIC1 | DARTM1 | Raise6sec | 20 | 0 | 180 | 90 | 45
AGL Hydro Partnership | Dartmouth Power Station | VIC1 | DARTM1 | Raisereg | 176 | 0 | 180 | 90 | 45
AGL Hydro Partnership | Eildon Power Station | VIC1 | EILDON1 | Lower60sec | 60 | 0 | 65 | 45 | 90
AGL Hydro Partnership | Eildon Power Station | VIC1 | EILDON1 | Lower6sec | 12 | 0 | 65 | 45 | 90
AGL Hydro Partnership | Eildon Power Station | VIC1 | EILDON1 | Lowerreg | 60 | 0 | 65 | 45 | 90
AGL Hydro Partnership | Eildon Power Station | VIC1 | EILDON1 | Raise5min | 60 | 0 | 65 | 90 | 45
AGL Hydro Partnership | Eildon Power Station | VIC1 | EILDON1 | Raise60sec | 60 | 0 | 65 | 90 | 45
AGL Hydro Partnership | Eildon Power Station | VIC1 | EILDON1 | Raise6sec | 10 | 0 | 65 | 90 | 45
AGL Hydro Partnership | Eildon Power Station | VIC1 | EILDON1 | Raisereg | 60 | 0 | 65 | 90 | 45
AGL Hydro Partnership | Eildon Power Station | VIC1 | EILDON2 | Lower60sec | 60 | 0 | 65 | 45 | 90
AGL Hydro Partnership | Eildon Power Station | VIC1 | EILDON2 | Lower6sec | 12 | 0 | 65 | 45 | 90
AGL Hydro Partnership | Eildon Power Station | VIC1 | EILDON2 | Lowerreg | 60 | 0 | 65 | 45 | 90
AGL Hydro Partnership | Eildon Power Station | VIC1 | EILDON2 | Raise5min | 60 | 0 | 65 | 90 | 45
AGL Hydro Partnership | Eildon Power Station | VIC1 | EILDON2 | Raise60sec | 60 | 0 | 65 | 90 | 45
AGL Hydro Partnership | Eildon Power Station | VIC1 | EILDON2 | Raise6sec | 10 | 0 | 65 | 90 | 45
AGL Hydro Partnership | Eildon Power Station | VIC1 | EILDON2 | Raisereg | 60 | 0 | 65 | 90 | 45
AGL Hydro Partnership | West Kiewa Power Station | VIC1 | WKIEWA1 | Lower60sec | 7 | 0 | 34 | 45 | 90
AGL Hydro Partnership | West Kiewa Power Station | VIC1 | WKIEWA1 | Lower6sec | 6 | 0 | 34 | 45 | 90
AGL Hydro Partnership | West Kiewa Power Station | VIC1 | WKIEWA1 | Lowerreg | 34 | 0 | 34 | 45 | 90
AGL Hydro Partnership | West Kiewa Power Station | VIC1 | WKIEWA1 | Raise60sec | 7 | 0 | 34 | 90 | 45
AGL Hydro Partnership | West Kiewa Power Station | VIC1 | WKIEWA1 | Raise6sec | 5 | 0 | 34 | 90 | 45
AGL Hydro Partnership | West Kiewa Power Station | VIC1 | WKIEWA1 | Raisereg | 34 | 0 | 34 | 90 | 45
AGL Hydro Partnership | West Kiewa Power Station | VIC1 | WKIEWA2 | Lower60sec | 7 | 0 | 34 | 45 | 90
AGL Hydro Partnership | West Kiewa Power Station | VIC1 | WKIEWA2 | Lower6sec | 6 | 0 | 34 | 45 | 90
AGL Hydro Partnership | West Kiewa Power Station | VIC1 | WKIEWA2 | Lowerreg | 34 | 0 | 34 | 45 | 90
AGL Hydro Partnership | West Kiewa Power Station | VIC1 | WKIEWA2 | Raise60sec | 7 | 0 | 34 | 90 | 45
AGL Hydro Partnership | West Kiewa Power Station | VIC1 | WKIEWA2 | Raise6sec | 5 | 0 | 34 | 90 | 45
AGL Hydro Partnership | West Kiewa Power Station | VIC1 | WKIEWA2 | Raisereg | 34 | 0 | 34 | 90 | 45
AGL Loy Yang Marketing Pty Ltd | Loy Yang A Power Station | VIC1 | LYA1 | Lower5min | 70 | 300 | 580 | 45 | 90
AGL Loy Yang Marketing Pty Ltd | Loy Yang A Power Station | VIC1 | LYA1 | Lower60sec | 70 | 300 | 580 | 45 | 90
AGL Loy Yang Marketing Pty Ltd | Loy Yang A Power Station | VIC1 | LYA1 | Lower6sec | 70 | 300 | 580 | 45 | 90
AGL Loy Yang Marketing Pty Ltd | Loy Yang A Power Station | VIC1 | LYA1 | Lowerreg | 50 | 300 | 580 | 45 | 90
AGL Loy Yang Marketing Pty Ltd | Loy Yang A Power Station | VIC1 | LYA1 | Raise5min | 30 | 300 | 580 | 90 | 45
AGL Loy Yang Marketing Pty Ltd | Loy Yang A Power Station | VIC1 | LYA1 | Raise60sec | 30 | 300 | 580 | 90 | 45
AGL Loy Yang Marketing Pty Ltd | Loy Yang A Power Station | VIC1 | LYA1 | Raise6sec | 20 | 300 | 580 | 90 | 34
AGL Loy Yang Marketing Pty Ltd | Loy Yang A Power Station | VIC1 | LYA1 | Raisereg | 50 | 300 | 580 | 90 | 45
AGL Loy Yang Marketing Pty Ltd | Loy Yang A Power Station | VIC1 | LYA2 | Lower5min | 70 | 300 | 530 | 45 | 90
AGL Loy Yang Marketing Pty Ltd | Loy Yang A Power Station | VIC1 | LYA2 | Lower60sec | 70 | 300 | 530 | 45 | 90
AGL Loy Yang Marketing Pty Ltd | Loy Yang A Power Station | VIC1 | LYA2 | Lower6sec | 70 | 300 | 530 | 45 | 90
AGL Loy Yang Marketing Pty Ltd | Loy Yang A Power Station | VIC1 | LYA2 | Lowerreg | 50 | 300 | 530 | 45 | 90
AGL Loy Yang Marketing Pty Ltd | Loy Yang A Power Station | VIC1 | LYA2 | Raise5min | 30 | 300 | 530 | 90 | 45
AGL Loy Yang Marketing Pty Ltd | Loy Yang A Power Station | VIC1 | LYA2 | Raise60sec | 30 | 300 | 530 | 90 | 24
AGL Loy Yang Marketing Pty Ltd | Loy Yang A Power Station | VIC1 | LYA2 | Raise6sec | 20 | 300 | 530 | 90 | 16
AGL Loy Yang Marketing Pty Ltd | Loy Yang A Power Station | VIC1 | LYA2 | Raisereg | 50 | 300 | 530 | 90 | 45
AGL Loy Yang Marketing Pty Ltd | Loy Yang A Power Station | VIC1 | LYA3 | Lower5min | 70 | 300 | 580 | 45 | 90
AGL Loy Yang Marketing Pty Ltd | Loy Yang A Power Station | VIC1 | LYA3 | Lower60sec | 70 | 300 | 580 | 45 | 90
AGL Loy Yang Marketing Pty Ltd | Loy Yang A Power Station | VIC1 | LYA3 | Lower6sec | 70 | 300 | 580 | 45 | 90
AGL Loy Yang Marketing Pty Ltd | Loy Yang A Power Station | VIC1 | LYA3 | Lowerreg | 50 | 300 | 580 | 45 | 90
AGL Loy Yang Marketing Pty Ltd | Loy Yang A Power Station | VIC1 | LYA3 | Raise5min | 30 | 300 | 580 | 90 | 45
AGL Loy Yang Marketing Pty Ltd | Loy Yang A Power Station | VIC1 | LYA3 | Raise60sec | 30 | 300 | 580 | 90 | 45
AGL Loy Yang Marketing Pty Ltd | Loy Yang A Power Station | VIC1 | LYA3 | Raise6sec | 20 | 300 | 580 | 90 | 34
AGL Loy Yang Marketing Pty Ltd | Loy Yang A Power Station | VIC1 | LYA3 | Raisereg | 50 | 300 | 580 | 90 | 45
AGL Loy Yang Marketing Pty Ltd | Loy Yang A Power Station | VIC1 | LYA4 | Lower5min | 70 | 300 | 580 | 45 | 90
AGL Loy Yang Marketing Pty Ltd | Loy Yang A Power Station | VIC1 | LYA4 | Lower60sec | 70 | 300 | 580 | 45 | 90
AGL Loy Yang Marketing Pty Ltd | Loy Yang A Power Station | VIC1 | LYA4 | Lower6sec | 70 | 300 | 580 | 45 | 90
AGL Loy Yang Marketing Pty Ltd | Loy Yang A Power Station | VIC1 | LYA4 | Lowerreg | 50 | 300 | 580 | 45 | 90
AGL Loy Yang Marketing Pty Ltd | Loy Yang A Power Station | VIC1 | LYA4 | Raise5min | 30 | 300 | 580 | 90 | 45
AGL Loy Yang Marketing Pty Ltd | Loy Yang A Power Station | VIC1 | LYA4 | Raise60sec | 30 | 300 | 580 | 90 | 45
AGL Loy Yang Marketing Pty Ltd | Loy Yang A Power Station | VIC1 | LYA4 | Raise6sec | 20 | 300 | 580 | 90 | 34
AGL Loy Yang Marketing Pty Ltd | Loy Yang A Power Station | VIC1 | LYA4 | Raisereg | 50 | 300 | 580 | 90 | 45
AGL Macquarie Pty Limited | Bayswater Power Station | NSW1 | BW01 | Lower5min | 66 | 240 | 690 | 45 | 90
AGL Macquarie Pty Limited | Bayswater Power Station | NSW1 | BW01 | Lower60sec | 66 | 234 | 690 | 45 | 90
AGL Macquarie Pty Limited | Bayswater Power Station | NSW1 | BW01 | Lower6sec | 66 | 234 | 690 | 45 | 90
AGL Macquarie Pty Limited | Bayswater Power Station | NSW1 | BW01 | Lowerreg | 100 | 240 | 690 | 45 | 90
AGL Macquarie Pty Limited | Bayswater Power Station | NSW1 | BW01 | Raise5min | 66 | 240 | 690 | 90 | 45
AGL Macquarie Pty Limited | Bayswater Power Station | NSW1 | BW01 | Raise60sec | 66 | 234 | 690 | 45 | 32
AGL Macquarie Pty Limited | Bayswater Power Station | NSW1 | BW01 | Raise6sec | 66 | 234 | 690 | 45 | 32
AGL Macquarie Pty Limited | Bayswater Power Station | NSW1 | BW01 | Raisereg | 100 | 240 | 690 | 90 | 45
AGL Macquarie Pty Limited | Bayswater Power Station | NSW1 | BW02 | Lower5min | 66 | 240 | 690 | 45 | 90
AGL Macquarie Pty Limited | Bayswater Power Station | NSW1 | BW02 | Lower60sec | 66 | 234 | 690 | 45 | 90
AGL Macquarie Pty Limited | Bayswater Power Station | NSW1 | BW02 | Lower6sec | 66 | 234 | 690 | 45 | 90
AGL Macquarie Pty Limited | Bayswater Power Station | NSW1 | BW02 | Lowerreg | 100 | 240 | 690 | 45 | 90
AGL Macquarie Pty Limited | Bayswater Power Station | NSW1 | BW02 | Raise5min | 66 | 240 | 690 | 90 | 45
AGL Macquarie Pty Limited | Bayswater Power Station | NSW1 | BW02 | Raise60sec | 66 | 234 | 690 | 45 | 32
AGL Macquarie Pty Limited | Bayswater Power Station | NSW1 | BW02 | Raise6sec | 66 | 234 | 690 | 45 | 32
AGL Macquarie Pty Limited | Bayswater Power Station | NSW1 | BW02 | Raisereg | 100 | 240 | 690 | 90 | 45
AGL Macquarie Pty Limited | Bayswater Power Station | NSW1 | BW03 | Lower5min | 66 | 240 | 690 | 45 | 90
AGL Macquarie Pty Limited | Bayswater Power Station | NSW1 | BW03 | Lower60sec | 66 | 234 | 690 | 45 | 90
AGL Macquarie Pty Limited | Bayswater Power Station | NSW1 | BW03 | Lower6sec | 66 | 234 | 690 | 45 | 90
AGL Macquarie Pty Limited | Bayswater Power Station | NSW1 | BW03 | Lowerreg | 100 | 240 | 690 | 45 | 90
AGL Macquarie Pty Limited | Bayswater Power Station | NSW1 | BW03 | Raise5min | 66 | 240 | 690 | 90 | 45
AGL Macquarie Pty Limited | Bayswater Power Station | NSW1 | BW03 | Raise60sec | 66 | 234 | 690 | 45 | 32
AGL Macquarie Pty Limited | Bayswater Power Station | NSW1 | BW03 | Raise6sec | 66 | 234 | 690 | 45 | 32
AGL Macquarie Pty Limited | Bayswater Power Station | NSW1 | BW03 | Raisereg | 100 | 240 | 690 | 90 | 45
AGL Macquarie Pty Limited | Bayswater Power Station | NSW1 | BW04 | Lower5min | 66 | 240 | 690 | 45 | 90
AGL Macquarie Pty Limited | Bayswater Power Station | NSW1 | BW04 | Lower60sec | 66 | 234 | 690 | 45 | 90
AGL Macquarie Pty Limited | Bayswater Power Station | NSW1 | BW04 | Lower6sec | 66 | 234 | 690 | 45 | 90
AGL Macquarie Pty Limited | Bayswater Power Station | NSW1 | BW04 | Lowerreg | 100 | 240 | 690 | 45 | 90
AGL Macquarie Pty Limited | Bayswater Power Station | NSW1 | BW04 | Raise5min | 66 | 240 | 690 | 90 | 45
AGL Macquarie Pty Limited | Bayswater Power Station | NSW1 | BW04 | Raise60sec | 66 | 234 | 690 | 45 | 32
AGL Macquarie Pty Limited | Bayswater Power Station | NSW1 | BW04 | Raise6sec | 66 | 234 | 690 | 45 | 32
AGL Macquarie Pty Limited | Bayswater Power Station | NSW1 | BW04 | Raisereg | 100 | 240 | 690 | 90 | 45
AGL Macquarie Pty Limited | Liddell Power Station | NSW1 | LD01 | Lower5min | 30 | 240 | 520 | 45 | 90
AGL Macquarie Pty Limited | Liddell Power Station | NSW1 | LD01 | Lower60sec | 100 | 150 | 520 | 45 | 90
AGL Macquarie Pty Limited | Liddell Power Station | NSW1 | LD01 | Lower6sec | 100 | 150 | 520 | 45 | 90
AGL Macquarie Pty Limited | Liddell Power Station | NSW1 | LD01 | Lowerreg | 20 | 240 | 520 | 45 | 90
AGL Macquarie Pty Limited | Liddell Power Station | NSW1 | LD01 | Raise5min | 30 | 240 | 520 | 90 | 22
AGL Macquarie Pty Limited | Liddell Power Station | NSW1 | LD01 | Raise60sec | 30 | 220 | 520 | 45 | 22
AGL Macquarie Pty Limited | Liddell Power Station | NSW1 | LD01 | Raise6sec | 30 | 220 | 520 | 45 | 22
AGL Macquarie Pty Limited | Liddell Power Station | NSW1 | LD01 | Raisereg | 20 | 240 | 520 | 90 | 45
AGL Macquarie Pty Limited | Liddell Power Station | NSW1 | LD02 | Lower5min | 30 | 240 | 520 | 45 | 90
AGL Macquarie Pty Limited | Liddell Power Station | NSW1 | LD02 | Lower60sec | 100 | 150 | 520 | 45 | 90
AGL Macquarie Pty Limited | Liddell Power Station | NSW1 | LD02 | Lower6sec | 100 | 150 | 520 | 45 | 90
AGL Macquarie Pty Limited | Liddell Power Station | NSW1 | LD02 | Lowerreg | 20 | 240 | 520 | 45 | 90
AGL Macquarie Pty Limited | Liddell Power Station | NSW1 | LD02 | Raise5min | 30 | 240 | 520 | 90 | 22
AGL Macquarie Pty Limited | Liddell Power Station | NSW1 | LD02 | Raise60sec | 30 | 220 | 520 | 45 | 22
AGL Macquarie Pty Limited | Liddell Power Station | NSW1 | LD02 | Raise6sec | 30 | 220 | 520 | 45 | 22
AGL Macquarie Pty Limited | Liddell Power Station | NSW1 | LD02 | Raisereg | 20 | 240 | 520 | 90 | 45
AGL Macquarie Pty Limited | Liddell Power Station | NSW1 | LD03 | Lower5min | 30 | 240 | 520 | 45 | 90
AGL Macquarie Pty Limited | Liddell Power Station | NSW1 | LD03 | Lower60sec | 100 | 150 | 520 | 45 | 90
AGL Macquarie Pty Limited | Liddell Power Station | NSW1 | LD03 | Lower6sec | 100 | 150 | 520 | 45 | 90
AGL Macquarie Pty Limited | Liddell Power Station | NSW1 | LD03 | Lowerreg | 20 | 240 | 520 | 45 | 90
AGL Macquarie Pty Limited | Liddell Power Station | NSW1 | LD03 | Raise5min | 30 | 240 | 520 | 90 | 22
AGL Macquarie Pty Limited | Liddell Power Station | NSW1 | LD03 | Raise60sec | 30 | 220 | 520 | 45 | 22
AGL Macquarie Pty Limited | Liddell Power Station | NSW1 | LD03 | Raise6sec | 30 | 220 | 520 | 45 | 22
AGL Macquarie Pty Limited | Liddell Power Station | NSW1 | LD03 | Raisereg | 20 | 240 | 520 | 90 | 45
AGL Macquarie Pty Limited | Liddell Power Station | NSW1 | LD04 | Lower5min | 30 | 240 | 520 | 45 | 90
AGL Macquarie Pty Limited | Liddell Power Station | NSW1 | LD04 | Lower60sec | 100 | 150 | 520 | 45 | 90
AGL Macquarie Pty Limited | Liddell Power Station | NSW1 | LD04 | Lower6sec | 100 | 150 | 520 | 45 | 90
AGL Macquarie Pty Limited | Liddell Power Station | NSW1 | LD04 | Lowerreg | 20 | 240 | 520 | 45 | 90
AGL Macquarie Pty Limited | Liddell Power Station | NSW1 | LD04 | Raise5min | 30 | 240 | 520 | 90 | 22
AGL Macquarie Pty Limited | Liddell Power Station | NSW1 | LD04 | Raise60sec | 30 | 220 | 520 | 45 | 22
AGL Macquarie Pty Limited | Liddell Power Station | NSW1 | LD04 | Raise6sec | 30 | 220 | 520 | 45 | 22
AGL Macquarie Pty Limited | Liddell Power Station | NSW1 | LD04 | Raisereg | 20 | 240 | 520 | 90 | 45
AGL SA Generation Pty Limited | Torrens Island Power Station | SA1 | TORRA1 | Lower60sec | 25 | 50 | 120 | 63 | 40
AGL SA Generation Pty Limited | Torrens Island Power Station | SA1 | TORRA1 | Lower6sec | 10 | 50 | 120 | 50 | 22
AGL SA Generation Pty Limited | Torrens Island Power Station | SA1 | TORRA1 | Lowerreg | 25 | 50 | 120 | 45 | 45
AGL SA Generation Pty Limited | Torrens Island Power Station | SA1 | TORRA1 | Raise60sec | 25 | 50 | 120 | 63 | 40
AGL SA Generation Pty Limited | Torrens Island Power Station | SA1 | TORRA1 | Raise6sec | 10 | 50 | 120 | 50 | 22
AGL SA Generation Pty Limited | Torrens Island Power Station | SA1 | TORRA1 | Raisereg | 25 | 50 | 120 | 45 | 45
AGL SA Generation Pty Limited | Torrens Island Power Station | SA1 | TORRA2 | Lower60sec | 25 | 50 | 120 | 63 | 40
AGL SA Generation Pty Limited | Torrens Island Power Station | SA1 | TORRA2 | Lower6sec | 10 | 50 | 120 | 50 | 22
AGL SA Generation Pty Limited | Torrens Island Power Station | SA1 | TORRA2 | Lowerreg | 25 | 50 | 120 | 45 | 45
AGL SA Generation Pty Limited | Torrens Island Power Station | SA1 | TORRA2 | Raise60sec | 25 | 50 | 120 | 63 | 40
AGL SA Generation Pty Limited | Torrens Island Power Station | SA1 | TORRA2 | Raise6sec | 10 | 50 | 120 | 50 | 22
AGL SA Generation Pty Limited | Torrens Island Power Station | SA1 | TORRA2 | Raisereg | 25 | 50 | 120 | 45 | 45
AGL SA Generation Pty Limited | Torrens Island Power Station | SA1 | TORRA3 | Lower60sec | 25 | 50 | 120 | 63 | 40
AGL SA Generation Pty Limited | Torrens Island Power Station | SA1 | TORRA3 | Lower6sec | 10 | 50 | 120 | 50 | 22
AGL SA Generation Pty Limited | Torrens Island Power Station | SA1 | TORRA3 | Lowerreg | 25 | 50 | 120 | 45 | 45
AGL SA Generation Pty Limited | Torrens Island Power Station | SA1 | TORRA3 | Raise60sec | 25 | 50 | 120 | 63 | 40
AGL SA Generation Pty Limited | Torrens Island Power Station | SA1 | TORRA3 | Raise6sec | 10 | 50 | 120 | 50 | 22
AGL SA Generation Pty Limited | Torrens Island Power Station | SA1 | TORRA3 | Raisereg | 25 | 50 | 120 | 45 | 45
AGL SA Generation Pty Limited | Torrens Island Power Station | SA1 | TORRA4 | Lower60sec | 25 | 50 | 120 | 63 | 40
AGL SA Generation Pty Limited | Torrens Island Power Station | SA1 | TORRA4 | Lower6sec | 10 | 50 | 120 | 50 | 22
AGL SA Generation Pty Limited | Torrens Island Power Station | SA1 | TORRA4 | Lowerreg | 25 | 50 | 120 | 45 | 45
AGL SA Generation Pty Limited | Torrens Island Power Station | SA1 | TORRA4 | Raise60sec | 25 | 50 | 120 | 63 | 40
AGL SA Generation Pty Limited | Torrens Island Power Station | SA1 | TORRA4 | Raise6sec | 10 | 50 | 120 | 50 | 22
AGL SA Generation Pty Limited | Torrens Island Power Station | SA1 | TORRA4 | Raisereg | 25 | 50 | 120 | 45 | 45
AGL SA Generation Pty Limited | Torrens Island Power Station | SA1 | TORRB1 | Lower5min | 50 | 60 | 200 | 45 | 45
AGL SA Generation Pty Limited | Torrens Island Power Station | SA1 | TORRB1 | Lower60sec | 30 | 40 | 200 | 55 | 75
AGL SA Generation Pty Limited | Torrens Island Power Station | SA1 | TORRB1 | Lower6sec | 15 | 40 | 200 | 40 | 65
AGL SA Generation Pty Limited | Torrens Island Power Station | SA1 | TORRB1 | Lowerreg | 25 | 40 | 200 | 45 | 45
AGL SA Generation Pty Limited | Torrens Island Power Station | SA1 | TORRB1 | Raise5min | 50 | 60 | 200 | 45 | 45
AGL SA Generation Pty Limited | Torrens Island Power Station | SA1 | TORRB1 | Raise60sec | 30 | 40 | 200 | 55 | 75
AGL SA Generation Pty Limited | Torrens Island Power Station | SA1 | TORRB1 | Raise6sec | 15 | 40 | 200 | 40 | 65
AGL SA Generation Pty Limited | Torrens Island Power Station | SA1 | TORRB1 | Raisereg | 40 | 40 | 200 | 45 | 45
AGL SA Generation Pty Limited | Torrens Island Power Station | SA1 | TORRB2 | Lower5min | 50 | 60 | 200 | 45 | 45
AGL SA Generation Pty Limited | Torrens Island Power Station | SA1 | TORRB2 | Lower60sec | 30 | 40 | 200 | 55 | 75
AGL SA Generation Pty Limited | Torrens Island Power Station | SA1 | TORRB2 | Lower6sec | 15 | 40 | 200 | 40 | 65
AGL SA Generation Pty Limited | Torrens Island Power Station | SA1 | TORRB2 | Lowerreg | 25 | 40 | 200 | 45 | 45
AGL SA Generation Pty Limited | Torrens Island Power Station | SA1 | TORRB2 | Raise5min | 50 | 60 | 200 | 45 | 45
AGL SA Generation Pty Limited | Torrens Island Power Station | SA1 | TORRB2 | Raise60sec | 30 | 40 | 200 | 55 | 75
AGL SA Generation Pty Limited | Torrens Island Power Station | SA1 | TORRB2 | Raise6sec | 15 | 40 | 200 | 40 | 65
AGL SA Generation Pty Limited | Torrens Island Power Station | SA1 | TORRB2 | Raisereg | 40 | 40 | 200 | 45 | 45
AGL SA Generation Pty Limited | Torrens Island Power Station | SA1 | TORRB3 | Lower5min | 50 | 60 | 200 | 45 | 45
AGL SA Generation Pty Limited | Torrens Island Power Station | SA1 | TORRB3 | Lower60sec | 30 | 40 | 200 | 55 | 75
AGL SA Generation Pty Limited | Torrens Island Power Station | SA1 | TORRB3 | Lower6sec | 15 | 40 | 200 | 40 | 65
AGL SA Generation Pty Limited | Torrens Island Power Station | SA1 | TORRB3 | Lowerreg | 25 | 40 | 200 | 45 | 45
AGL SA Generation Pty Limited | Torrens Island Power Station | SA1 | TORRB3 | Raise5min | 50 | 60 | 200 | 45 | 45
AGL SA Generation Pty Limited | Torrens Island Power Station | SA1 | TORRB3 | Raise60sec | 30 | 40 | 200 | 55 | 75
AGL SA Generation Pty Limited | Torrens Island Power Station | SA1 | TORRB3 | Raise6sec | 15 | 40 | 200 | 40 | 65
AGL SA Generation Pty Limited | Torrens Island Power Station | SA1 | TORRB3 | Raisereg | 40 | 40 | 200 | 45 | 45
AGL SA Generation Pty Limited | Torrens Island Power Station | SA1 | TORRB4 | Lower5min | 50 | 60 | 200 | 45 | 45
AGL SA Generation Pty Limited | Torrens Island Power Station | SA1 | TORRB4 | Lower60sec | 30 | 40 | 200 | 55 | 75
AGL SA Generation Pty Limited | Torrens Island Power Station | SA1 | TORRB4 | Lower6sec | 15 | 40 | 200 | 40 | 65
AGL SA Generation Pty Limited | Torrens Island Power Station | SA1 | TORRB4 | Lowerreg | 25 | 40 | 200 | 45 | 45
AGL SA Generation Pty Limited | Torrens Island Power Station | SA1 | TORRB4 | Raise5min | 50 | 60 | 200 | 45 | 45
AGL SA Generation Pty Limited | Torrens Island Power Station | SA1 | TORRB4 | Raise60sec | 30 | 40 | 200 | 55 | 75
AGL SA Generation Pty Limited | Torrens Island Power Station | SA1 | TORRB4 | Raise6sec | 15 | 40 | 200 | 40 | 65
AGL SA Generation Pty Limited | Torrens Island Power Station | SA1 | TORRB4 | Raisereg | 40 | 40 | 200 | 45 | 45
Alcoa Portland Aluminium Pty Ltd | Portland | VIC1 | APD01 | Lower5min | 0 | 0 | 0 | 0 | 0
Alcoa Portland Aluminium Pty Ltd | Portland | VIC1 | APD01 | Lower60sec | 0 | 0 | 0 | 0 | 0
Alcoa Portland Aluminium Pty Ltd | Portland | VIC1 | APD01 | Lower6sec | 0 | 0 | 0 | 0 | 0
Alcoa Portland Aluminium Pty Ltd | Portland | VIC1 | APD01 | Raise5min | 450 | 0 | 0 | 90 | 90
Alcoa Portland Aluminium Pty Ltd | Portland | VIC1 | APD01 | Raise60sec | 450 | 0 | 0 | 90 | 90
Alcoa Portland Aluminium Pty Ltd | Portland | VIC1 | APD01 | Raise6sec | 450 | 0 | 0 | 90 | 90
Alinta Energy Retail Sales Pty Ltd | Loy Yang B Power Station | VIC1 | LOYYB1 | Lower5min | 75 | 320 | 550 | 45 | 90
Alinta Energy Retail Sales Pty Ltd | Loy Yang B Power Station | VIC1 | LOYYB1 | Lower60sec | 100 | 320 | 550 | 45 | 90
Alinta Energy Retail Sales Pty Ltd | Loy Yang B Power Station | VIC1 | LOYYB1 | Lower6sec | 100 | 320 | 550 | 45 | 90
Alinta Energy Retail Sales Pty Ltd | Loy Yang B Power Station | VIC1 | LOYYB1 | Lowerreg | 75 | 320 | 550 | 45 | 90
Alinta Energy Retail Sales Pty Ltd | Loy Yang B Power Station | VIC1 | LOYYB1 | Raise5min | 75 | 320 | 550 | 90 | 45
Alinta Energy Retail Sales Pty Ltd | Loy Yang B Power Station | VIC1 | LOYYB1 | Raise60sec | 60 | 320 | 550 | 90 | 45
Alinta Energy Retail Sales Pty Ltd | Loy Yang B Power Station | VIC1 | LOYYB1 | Raise6sec | 60 | 320 | 550 | 90 | 45
Alinta Energy Retail Sales Pty Ltd | Loy Yang B Power Station | VIC1 | LOYYB1 | Raisereg | 75 | 320 | 550 | 90 | 45
Alinta Energy Retail Sales Pty Ltd | Loy Yang B Power Station | VIC1 | LOYYB2 | Lower5min | 75 | 320 | 550 | 45 | 90
Alinta Energy Retail Sales Pty Ltd | Loy Yang B Power Station | VIC1 | LOYYB2 | Lower60sec | 100 | 320 | 550 | 45 | 90
Alinta Energy Retail Sales Pty Ltd | Loy Yang B Power Station | VIC1 | LOYYB2 | Lower6sec | 100 | 320 | 550 | 45 | 90
Alinta Energy Retail Sales Pty Ltd | Loy Yang B Power Station | VIC1 | LOYYB2 | Lowerreg | 75 | 320 | 550 | 45 | 90
Alinta Energy Retail Sales Pty Ltd | Loy Yang B Power Station | VIC1 | LOYYB2 | Raise5min | 75 | 320 | 550 | 90 | 45
Alinta Energy Retail Sales Pty Ltd | Loy Yang B Power Station | VIC1 | LOYYB2 | Raise60sec | 60 | 320 | 550 | 90 | 45
Alinta Energy Retail Sales Pty Ltd | Loy Yang B Power Station | VIC1 | LOYYB2 | Raise6sec | 60 | 320 | 550 | 90 | 45
Alinta Energy Retail Sales Pty Ltd | Loy Yang B Power Station | VIC1 | LOYYB2 | Raisereg | 75 | 320 | 550 | 90 | 45
Braemar Power Project Pty Ltd | Braemar Power Station | QLD1 | BRAEMAR1 | Lower5min | 71 | 97 | 168 | 45 | 90
Braemar Power Project Pty Ltd | Braemar Power Station | QLD1 | BRAEMAR1 | Lower60sec | 71 | 97 | 168 | 45 | 90
Braemar Power Project Pty Ltd | Braemar Power Station | QLD1 | BRAEMAR1 | Lower6sec | 36 | 97 | 168 | 45 | 90
Braemar Power Project Pty Ltd | Braemar Power Station | QLD1 | BRAEMAR1 | Lowerreg | 71 | 97 | 168 | 45 | 90
Braemar Power Project Pty Ltd | Braemar Power Station | QLD1 | BRAEMAR1 | Raise5min | 71 | 97 | 168 | 90 | 45
Braemar Power Project Pty Ltd | Braemar Power Station | QLD1 | BRAEMAR1 | Raise60sec | 71 | 97 | 168 | 90 | 45
Braemar Power Project Pty Ltd | Braemar Power Station | QLD1 | BRAEMAR1 | Raise6sec | 36 | 97 | 168 | 90 | 45
Braemar Power Project Pty Ltd | Braemar Power Station | QLD1 | BRAEMAR1 | Raisereg | 71 | 97 | 168 | 90 | 45
Braemar Power Project Pty Ltd | Braemar Power Station | QLD1 | BRAEMAR2 | Lower5min | 71 | 97 | 168 | 45 | 90
Braemar Power Project Pty Ltd | Braemar Power Station | QLD1 | BRAEMAR2 | Lower60sec | 71 | 97 | 168 | 45 | 90
Braemar Power Project Pty Ltd | Braemar Power Station | QLD1 | BRAEMAR2 | Lower6sec | 36 | 97 | 168 | 45 | 90
Braemar Power Project Pty Ltd | Braemar Power Station | QLD1 | BRAEMAR2 | Lowerreg | 71 | 97 | 168 | 45 | 90
Braemar Power Project Pty Ltd | Braemar Power Station | QLD1 | BRAEMAR2 | Raise5min | 71 | 97 | 168 | 90 | 45
Braemar Power Project Pty Ltd | Braemar Power Station | QLD1 | BRAEMAR2 | Raise60sec | 71 | 97 | 168 | 90 | 45
Braemar Power Project Pty Ltd | Braemar Power Station | QLD1 | BRAEMAR2 | Raise6sec | 36 | 97 | 168 | 90 | 45
Braemar Power Project Pty Ltd | Braemar Power Station | QLD1 | BRAEMAR2 | Raisereg | 71 | 97 | 168 | 90 | 45
Braemar Power Project Pty Ltd | Braemar Power Station | QLD1 | BRAEMAR3 | Lower5min | 71 | 97 | 168 | 45 | 90
Braemar Power Project Pty Ltd | Braemar Power Station | QLD1 | BRAEMAR3 | Lower60sec | 71 | 97 | 168 | 45 | 90
Braemar Power Project Pty Ltd | Braemar Power Station | QLD1 | BRAEMAR3 | Lower6sec | 36 | 97 | 168 | 45 | 90
Braemar Power Project Pty Ltd | Braemar Power Station | QLD1 | BRAEMAR3 | Lowerreg | 71 | 97 | 168 | 45 | 90
Braemar Power Project Pty Ltd | Braemar Power Station | QLD1 | BRAEMAR3 | Raise5min | 71 | 97 | 168 | 90 | 45
Braemar Power Project Pty Ltd | Braemar Power Station | QLD1 | BRAEMAR3 | Raise60sec | 71 | 97 | 168 | 90 | 45
Braemar Power Project Pty Ltd | Braemar Power Station | QLD1 | BRAEMAR3 | Raise6sec | 36 | 97 | 168 | 90 | 45
Braemar Power Project Pty Ltd | Braemar Power Station | QLD1 | BRAEMAR3 | Raisereg | 71 | 97 | 168 | 90 | 45
CS Energy Limited | Callide Power Station | QLD1 | CALL_B_1 | Lower5min | 35 | 140 | 350 | 45 | 90
CS Energy Limited | Callide Power Station | QLD1 | CALL_B_1 | Lower60sec | 60 | 165 | 360 | 45 | 90
CS Energy Limited | Callide Power Station | QLD1 | CALL_B_1 | Lower6sec | 50 | 165 | 360 | 45 | 90
CS Energy Limited | Callide Power Station | QLD1 | CALL_B_1 | Lowerreg | 15 | 165 | 360 | 45 | 90
CS Energy Limited | Callide Power Station | QLD1 | CALL_B_1 | Raise5min | 15 | 165 | 360 | 90 | 45
CS Energy Limited | Callide Power Station | QLD1 | CALL_B_1 | Raise60sec | 35 | 165 | 360 | 90 | 21
CS Energy Limited | Callide Power Station | QLD1 | CALL_B_1 | Raise6sec | 23 | 165 | 360 | 90 | 21
CS Energy Limited | Callide Power Station | QLD1 | CALL_B_1 | Raisereg | 15 | 165 | 360 | 90 | 45
CS Energy Limited | Callide Power Station | QLD1 | CALL_B_2 | Lower5min | 35 | 140 | 350 | 45 | 90
CS Energy Limited | Callide Power Station | QLD1 | CALL_B_2 | Lower60sec | 60 | 165 | 360 | 45 | 90
CS Energy Limited | Callide Power Station | QLD1 | CALL_B_2 | Lower6sec | 50 | 165 | 360 | 45 | 90
CS Energy Limited | Callide Power Station | QLD1 | CALL_B_2 | Lowerreg | 15 | 165 | 360 | 45 | 90
CS Energy Limited | Callide Power Station | QLD1 | CALL_B_2 | Raise5min | 15 | 165 | 360 | 90 | 45
CS Energy Limited | Callide Power Station | QLD1 | CALL_B_2 | Raise60sec | 35 | 165 | 360 | 90 | 21
CS Energy Limited | Callide Power Station | QLD1 | CALL_B_2 | Raise6sec | 23 | 165 | 360 | 90 | 21
CS Energy Limited | Callide Power Station | QLD1 | CALL_B_2 | Raisereg | 15 | 165 | 360 | 90 | 45
CS Energy Limited | Gladstone Power Station | QLD1 | GSTONE1 | Lower5min | 25 | 110 | 285 | 45 | 90
CS Energy Limited | Gladstone Power Station | QLD1 | GSTONE1 | Lower60sec | 20 | 110 | 285 | 45 | 90
CS Energy Limited | Gladstone Power Station | QLD1 | GSTONE1 | Lower6sec | 20 | 110 | 285 | 45 | 90
CS Energy Limited | Gladstone Power Station | QLD1 | GSTONE1 | Lowerreg | 75 | 110 | 285 | 45 | 90
CS Energy Limited | Gladstone Power Station | QLD1 | GSTONE1 | Raise5min | 25 | 105 | 285 | 90 | 45
CS Energy Limited | Gladstone Power Station | QLD1 | GSTONE1 | Raise60sec | 30 | 110 | 285 | 90 | 45
CS Energy Limited | Gladstone Power Station | QLD1 | GSTONE1 | Raise6sec | 30 | 110 | 285 | 90 | 45
CS Energy Limited | Gladstone Power Station | QLD1 | GSTONE1 | Raisereg | 75 | 110 | 285 | 90 | 45
CS Energy Limited | Gladstone Power Station | QLD1 | GSTONE2 | Lower5min | 25 | 110 | 285 | 45 | 90
CS Energy Limited | Gladstone Power Station | QLD1 | GSTONE2 | Lower60sec | 20 | 110 | 285 | 45 | 90
CS Energy Limited | Gladstone Power Station | QLD1 | GSTONE2 | Lower6sec | 20 | 110 | 285 | 45 | 90
CS Energy Limited | Gladstone Power Station | QLD1 | GSTONE2 | Lowerreg | 75 | 110 | 285 | 45 | 90
CS Energy Limited | Gladstone Power Station | QLD1 | GSTONE2 | Raise5min | 25 | 105 | 285 | 90 | 45
CS Energy Limited | Gladstone Power Station | QLD1 | GSTONE2 | Raise60sec | 30 | 110 | 285 | 90 | 45
CS Energy Limited | Gladstone Power Station | QLD1 | GSTONE2 | Raise6sec | 30 | 110 | 285 | 90 | 45
CS Energy Limited | Gladstone Power Station | QLD1 | GSTONE2 | Raisereg | 75 | 110 | 285 | 90 | 45
CS Energy Limited | Gladstone Power Station | QLD1 | GSTONE3 | Lower5min | 25 | 110 | 285 | 45 | 90
CS Energy Limited | Gladstone Power Station | QLD1 | GSTONE3 | Lower60sec | 20 | 110 | 285 | 45 | 90
CS Energy Limited | Gladstone Power Station | QLD1 | GSTONE3 | Lower6sec | 20 | 110 | 285 | 45 | 90
CS Energy Limited | Gladstone Power Station | QLD1 | GSTONE3 | Lowerreg | 75 | 110 | 285 | 45 | 90
CS Energy Limited | Gladstone Power Station | QLD1 | GSTONE3 | Raise5min | 25 | 105 | 285 | 90 | 45
CS Energy Limited | Gladstone Power Station | QLD1 | GSTONE3 | Raise60sec | 30 | 110 | 285 | 90 | 45
CS Energy Limited | Gladstone Power Station | QLD1 | GSTONE3 | Raise6sec | 30 | 110 | 285 | 90 | 45
CS Energy Limited | Gladstone Power Station | QLD1 | GSTONE3 | Raisereg | 75 | 110 | 285 | 90 | 45
CS Energy Limited | Gladstone Power Station | QLD1 | GSTONE4 | Lower5min | 25 | 110 | 285 | 45 | 90
CS Energy Limited | Gladstone Power Station | QLD1 | GSTONE4 | Lower60sec | 20 | 110 | 285 | 45 | 90
CS Energy Limited | Gladstone Power Station | QLD1 | GSTONE4 | Lower6sec | 20 | 110 | 285 | 45 | 90
CS Energy Limited | Gladstone Power Station | QLD1 | GSTONE4 | Lowerreg | 75 | 110 | 285 | 45 | 90
CS Energy Limited | Gladstone Power Station | QLD1 | GSTONE4 | Raise5min | 25 | 105 | 285 | 90 | 45
CS Energy Limited | Gladstone Power Station | QLD1 | GSTONE4 | Raise60sec | 30 | 110 | 285 | 90 | 45
CS Energy Limited | Gladstone Power Station | QLD1 | GSTONE4 | Raise6sec | 30 | 110 | 285 | 90 | 45
CS Energy Limited | Gladstone Power Station | QLD1 | GSTONE4 | Raisereg | 75 | 110 | 285 | 90 | 45
CS Energy Limited | Gladstone Power Station | QLD1 | GSTONE5 | Lower5min | 25 | 110 | 285 | 45 | 90
CS Energy Limited | Gladstone Power Station | QLD1 | GSTONE5 | Lower60sec | 20 | 110 | 285 | 45 | 90
CS Energy Limited | Gladstone Power Station | QLD1 | GSTONE5 | Lower6sec | 20 | 110 | 285 | 45 | 90
CS Energy Limited | Gladstone Power Station | QLD1 | GSTONE5 | Lowerreg | 75 | 110 | 285 | 45 | 90
CS Energy Limited | Gladstone Power Station | QLD1 | GSTONE5 | Raise5min | 25 | 105 | 285 | 90 | 45
CS Energy Limited | Gladstone Power Station | QLD1 | GSTONE5 | Raise60sec | 30 | 110 | 285 | 90 | 45
CS Energy Limited | Gladstone Power Station | QLD1 | GSTONE5 | Raise6sec | 30 | 110 | 285 | 90 | 45
CS Energy Limited | Gladstone Power Station | QLD1 | GSTONE5 | Raisereg | 75 | 110 | 285 | 90 | 45
CS Energy Limited | Gladstone Power Station | QLD1 | GSTONE6 | Lower5min | 25 | 110 | 285 | 45 | 90
CS Energy Limited | Gladstone Power Station | QLD1 | GSTONE6 | Lower60sec | 20 | 110 | 285 | 45 | 90
CS Energy Limited | Gladstone Power Station | QLD1 | GSTONE6 | Lower6sec | 20 | 110 | 285 | 45 | 90
CS Energy Limited | Gladstone Power Station | QLD1 | GSTONE6 | Lowerreg | 75 | 110 | 285 | 45 | 90
CS Energy Limited | Gladstone Power Station | QLD1 | GSTONE6 | Raise5min | 25 | 105 | 285 | 90 | 45
CS Energy Limited | Gladstone Power Station | QLD1 | GSTONE6 | Raise60sec | 30 | 110 | 285 | 90 | 45
CS Energy Limited | Gladstone Power Station | QLD1 | GSTONE6 | Raise6sec | 30 | 110 | 285 | 90 | 45
CS Energy Limited | Gladstone Power Station | QLD1 | GSTONE6 | Raisereg | 75 | 110 | 285 | 90 | 45
CS Energy Limited | Wivenhoe Power Station | QLD1 | PUMP1 | Raise5min | 245 | 0 | 245 | 45 | 90
CS Energy Limited | Wivenhoe Power Station | QLD1 | PUMP1 | Raise60sec | 245 | 0 | 245 | 45 | 90
CS Energy Limited | Wivenhoe Power Station | QLD1 | PUMP1 | Raise6sec | 245 | 0 | 245 | 45 | 90
CS Energy Limited | Wivenhoe Power Station | QLD1 | PUMP2 | Raise5min | 245 | 0 | 245 | 45 | 90
CS Energy Limited | Wivenhoe Power Station | QLD1 | PUMP2 | Raise60sec | 245 | 0 | 245 | 45 | 90
CS Energy Limited | Wivenhoe Power Station | QLD1 | PUMP2 | Raise6sec | 245 | 0 | 245 | 45 | 90
CS Energy Limited | Wivenhoe Power Station | QLD1 | W/HOE#1 | Raise5min | 300 | 0 | 300 | 90 | 45
CS Energy Limited | Wivenhoe Power Station | QLD1 | W/HOE#1 | Raise60sec | 300 | 0 | 300 | 90 | 45
CS Energy Limited | Wivenhoe Power Station | QLD1 | W/HOE#2 | Raise5min | 300 | 0 | 300 | 90 | 45
CS Energy Limited | Wivenhoe Power Station | QLD1 | W/HOE#2 | Raise60sec | 300 | 0 | 300 | 90 | 45
Delta Electricity | Vales Point "B" Power Station | NSW1 | VP5 | Lower5min | 40 | 280 | 665 | 45 | 90
Delta Electricity | Vales Point "B" Power Station | NSW1 | VP5 | Lower60sec | 100 | 245 | 665 | 45 | 90
Delta Electricity | Vales Point "B" Power Station | NSW1 | VP5 | Lower6sec | 60 | 245 | 665 | 45 | 90
Delta Electricity | Vales Point "B" Power Station | NSW1 | VP5 | Lowerreg | 50 | 250 | 660 | 45 | 90
Delta Electricity | Vales Point "B" Power Station | NSW1 | VP5 | Raise5min | 20 | 245 | 660 | 90 | 45
Delta Electricity | Vales Point "B" Power Station | NSW1 | VP5 | Raise60sec | 33 | 245 | 660 | 90 | 45
Delta Electricity | Vales Point "B" Power Station | NSW1 | VP5 | Raise6sec | 33 | 245 | 660 | 90 | 45
Delta Electricity | Vales Point "B" Power Station | NSW1 | VP5 | Raisereg | 50 | 250 | 660 | 90 | 45
Delta Electricity | Vales Point "B" Power Station | NSW1 | VP6 | Lower5min | 40 | 280 | 665 | 45 | 90
Delta Electricity | Vales Point "B" Power Station | NSW1 | VP6 | Lower60sec | 100 | 245 | 665 | 45 | 90
Delta Electricity | Vales Point "B" Power Station | NSW1 | VP6 | Lower6sec | 60 | 245 | 665 | 45 | 90
Delta Electricity | Vales Point "B" Power Station | NSW1 | VP6 | Lowerreg | 50 | 250 | 660 | 45 | 90
Delta Electricity | Vales Point "B" Power Station | NSW1 | VP6 | Raise5min | 20 | 245 | 660 | 90 | 45
Delta Electricity | Vales Point "B" Power Station | NSW1 | VP6 | Raise60sec | 33 | 245 | 660 | 90 | 45
Delta Electricity | Vales Point "B" Power Station | NSW1 | VP6 | Raise6sec | 33 | 245 | 660 | 90 | 45
Delta Electricity | Vales Point "B" Power Station | NSW1 | VP6 | Raisereg | 50 | 250 | 660 | 90 | 45
Ecogen Energy Pty Ltd | Newport Power Station | VIC1 | NPS | Lower60sec | 120 | 80 | 510 | 45 | 45
Ecogen Energy Pty Ltd | Newport Power Station | VIC1 | NPS | Lower6sec | 80 | 99 | 510 | 45 | 45
Ecogen Energy Pty Ltd | Newport Power Station | VIC1 | NPS | Lowerreg | 50 | 99 | 510 | 45 | 45
Ecogen Energy Pty Ltd | Newport Power Station | VIC1 | NPS | Raise60sec | 120 | 99 | 510 | 45 | 45
Ecogen Energy Pty Ltd | Newport Power Station | VIC1 | NPS | Raisereg | 50 | 99 | 510 | 45 | 45
Ecogen Energy Pty Ltd | Newport Power Station | VIC1 | NPS | Raise6sec | 80 | 99 | 510 | 45 | 45
EnergyAustralia Pty Ltd | Ballarat Battery Energy Storage System | VIC1 | BALBG1 | Lowerreg | 30 | 0 | 30 | 45 | 90
EnergyAustralia Pty Ltd | Ballarat Battery Energy Storage System | VIC1 | BALBG1 | Raise5min | 30 | 0 | 30 | 90 | 45
EnergyAustralia Pty Ltd | Ballarat Battery Energy Storage System | VIC1 | BALBG1 | Raise60sec | 30 | 0 | 30 | 90 | 45
EnergyAustralia Pty Ltd | Ballarat Battery Energy Storage System | VIC1 | BALBG1 | Raise6sec | 30 | 0 | 30 | 90 | 45
EnergyAustralia Pty Ltd | Ballarat Battery Energy Storage System | VIC1 | BALBG1 | Raisereg | 30 | 0 | 30 | 90 | 45
EnergyAustralia Pty Ltd | Ballarat Battery Energy Storage System | VIC1 | BALBL1 | Lowerreg | 30 | 0 | 30 | 90 | 45
EnergyAustralia Pty Ltd | Ballarat Battery Energy Storage System | VIC1 | BALBL1 | Lower5min | 30 | 0 | 30 | 90 | 45
EnergyAustralia Pty Ltd | Ballarat Battery Energy Storage System | VIC1 | BALBL1 | Lower60sec | 30 | 0 | 30 | 90 | 45
EnergyAustralia Pty Ltd | Ballarat Battery Energy Storage System | VIC1 | BALBL1 | Lower6sec | 30 | 0 | 30 | 90 | 45
EnergyAustralia Pty Ltd | Ballarat Battery Energy Storage System | VIC1 | BALBL1 | Raisereg | 30 | 0 | 30 | 45 | 90
EnergyAustralia Pty Ltd | Gannawarra Battery Energy Storage System | VIC1 | GANNBG1 | Lowerreg | 25 | 0 | 25 | 45 | 90
EnergyAustralia Pty Ltd | Gannawarra Battery Energy Storage System | VIC1 | GANNBG1 | Raisereg | 25 | 0 | 25 | 90 | 45
EnergyAustralia Pty Ltd | Gannawarra Battery Energy Storage System | VIC1 | GANNBL1 | Lowerreg | 25 | 0 | 25 | 90 | 45
EnergyAustralia Pty Ltd | Gannawarra Battery Energy Storage System | VIC1 | GANNBL1 | Raisereg | 25 | 0 | 25 | 45 | 90
EnergyAustralia Pty Ltd | Mt Piper Power Station | NSW1 | MP1 | Lower5min | 100 | 300 | 700 | 45 | 90
EnergyAustralia Pty Ltd | Mt Piper Power Station | NSW1 | MP1 | Lower60sec | 100 | 215 | 700 | 45 | 90
EnergyAustralia Pty Ltd | Mt Piper Power Station | NSW1 | MP1 | Lower6sec | 70 | 215 | 700 | 45 | 90
EnergyAustralia Pty Ltd | Mt Piper Power Station | NSW1 | MP1 | Lowerreg | 60 | 220 | 700 | 36 | 90
EnergyAustralia Pty Ltd | Mt Piper Power Station | NSW1 | MP1 | Raise5min | 70 | 215 | 700 | 45 | 45
EnergyAustralia Pty Ltd | Mt Piper Power Station | NSW1 | MP1 | Raise60sec | 66 | 215 | 700 | 45 | 45
EnergyAustralia Pty Ltd | Mt Piper Power Station | NSW1 | MP1 | Raise6sec | 66 | 215 | 700 | 90 | 45
EnergyAustralia Pty Ltd | Mt Piper Power Station | NSW1 | MP1 | Raisereg | 60 | 220 | 700 | 45 | 45
EnergyAustralia Pty Ltd | Mt Piper Power Station | NSW1 | MP2 | Lower5min | 100 | 300 | 700 | 45 | 90
EnergyAustralia Pty Ltd | Mt Piper Power Station | NSW1 | MP2 | Lower60sec | 100 | 215 | 700 | 45 | 90
EnergyAustralia Pty Ltd | Mt Piper Power Station | NSW1 | MP2 | Lower6sec | 70 | 215 | 700 | 45 | 90
EnergyAustralia Pty Ltd | Mt Piper Power Station | NSW1 | MP2 | Lowerreg | 60 | 220 | 700 | 36 | 90
EnergyAustralia Pty Ltd | Mt Piper Power Station | NSW1 | MP2 | Raise5min | 70 | 215 | 700 | 45 | 45
EnergyAustralia Pty Ltd | Mt Piper Power Station | NSW1 | MP2 | Raise60sec | 66 | 215 | 700 | 45 | 45
EnergyAustralia Pty Ltd | Mt Piper Power Station | NSW1 | MP2 | Raise6sec | 66 | 215 | 700 | 90 | 45
EnergyAustralia Pty Ltd | Mt Piper Power Station | NSW1 | MP2 | Raisereg | 60 | 220 | 700 | 45 | 45
EnergyAustralia Yallourn Pty Ltd | Yallourn 'W' Power Station | VIC1 | YWPS1 | Lower5min | 15 | 250 | 375 | 45 | 90
EnergyAustralia Yallourn Pty Ltd | Yallourn 'W' Power Station | VIC1 | YWPS1 | Lower60sec | 20 | 220 | 380 | 45 | 90
EnergyAustralia Yallourn Pty Ltd | Yallourn 'W' Power Station | VIC1 | YWPS1 | Lower6sec | 20 | 220 | 380 | 45 | 90
EnergyAustralia Yallourn Pty Ltd | Yallourn 'W' Power Station | VIC1 | YWPS1 | Lowerreg | 15 | 250 | 365 | 45 | 90
EnergyAustralia Yallourn Pty Ltd | Yallourn 'W' Power Station | VIC1 | YWPS1 | Raise5min | 15 | 250 | 375 | 90 | 45
EnergyAustralia Yallourn Pty Ltd | Yallourn 'W' Power Station | VIC1 | YWPS1 | Raise60sec | 20 | 220 | 380 | 90 | 45
EnergyAustralia Yallourn Pty Ltd | Yallourn 'W' Power Station | VIC1 | YWPS1 | Raise6sec | 20 | 220 | 380 | 90 | 45
EnergyAustralia Yallourn Pty Ltd | Yallourn 'W' Power Station | VIC1 | YWPS1 | Raisereg | 15 | 250 | 365 | 90 | 45
EnergyAustralia Yallourn Pty Ltd | Yallourn 'W' Power Station | VIC1 | YWPS2 | Lower5min | 15 | 250 | 375 | 45 | 90
EnergyAustralia Yallourn Pty Ltd | Yallourn 'W' Power Station | VIC1 | YWPS2 | Lower60sec | 20 | 220 | 380 | 45 | 90
EnergyAustralia Yallourn Pty Ltd | Yallourn 'W' Power Station | VIC1 | YWPS2 | Lower6sec | 20 | 220 | 380 | 45 | 90
EnergyAustralia Yallourn Pty Ltd | Yallourn 'W' Power Station | VIC1 | YWPS2 | Lowerreg | 15 | 250 | 365 | 45 | 90
EnergyAustralia Yallourn Pty Ltd | Yallourn 'W' Power Station | VIC1 | YWPS2 | Raise5min | 15 | 250 | 375 | 90 | 45
EnergyAustralia Yallourn Pty Ltd | Yallourn 'W' Power Station | VIC1 | YWPS2 | Raise60sec | 20 | 220 | 380 | 90 | 45
EnergyAustralia Yallourn Pty Ltd | Yallourn 'W' Power Station | VIC1 | YWPS2 | Raise6sec | 20 | 220 | 380 | 90 | 45
EnergyAustralia Yallourn Pty Ltd | Yallourn 'W' Power Station | VIC1 | YWPS2 | Raisereg | 15 | 250 | 365 | 90 | 45
EnergyAustralia Yallourn Pty Ltd | Yallourn 'W' Power Station | VIC1 | YWPS3 | Lower5min | 20 | 250 | 390 | 45 | 90
EnergyAustralia Yallourn Pty Ltd | Yallourn 'W' Power Station | VIC1 | YWPS3 | Lower60sec | 20 | 220 | 400 | 45 | 90
EnergyAustralia Yallourn Pty Ltd | Yallourn 'W' Power Station | VIC1 | YWPS3 | Lower6sec | 25 | 220 | 405 | 45 | 90
EnergyAustralia Yallourn Pty Ltd | Yallourn 'W' Power Station | VIC1 | YWPS3 | Lowerreg | 20 | 250 | 385 | 45 | 90
EnergyAustralia Yallourn Pty Ltd | Yallourn 'W' Power Station | VIC1 | YWPS3 | Raise5min | 20 | 250 | 390 | 90 | 45
EnergyAustralia Yallourn Pty Ltd | Yallourn 'W' Power Station | VIC1 | YWPS3 | Raise60sec | 20 | 220 | 400 | 90 | 45
EnergyAustralia Yallourn Pty Ltd | Yallourn 'W' Power Station | VIC1 | YWPS3 | Raise6sec | 25 | 220 | 405 | 90 | 45
EnergyAustralia Yallourn Pty Ltd | Yallourn 'W' Power Station | VIC1 | YWPS3 | Raisereg | 20 | 250 | 385 | 90 | 45
EnergyAustralia Yallourn Pty Ltd | Yallourn 'W' Power Station | VIC1 | YWPS4 | Lower5min | 20 | 250 | 390 | 45 | 90
EnergyAustralia Yallourn Pty Ltd | Yallourn 'W' Power Station | VIC1 | YWPS4 | Lower60sec | 20 | 220 | 400 | 45 | 90
EnergyAustralia Yallourn Pty Ltd | Yallourn 'W' Power Station | VIC1 | YWPS4 | Lower6sec | 25 | 220 | 405 | 45 | 90
EnergyAustralia Yallourn Pty Ltd | Yallourn 'W' Power Station | VIC1 | YWPS4 | Lowerreg | 20 | 250 | 385 | 45 | 90
EnergyAustralia Yallourn Pty Ltd | Yallourn 'W' Power Station | VIC1 | YWPS4 | Raise5min | 20 | 250 | 390 | 90 | 45
EnergyAustralia Yallourn Pty Ltd | Yallourn 'W' Power Station | VIC1 | YWPS4 | Raise60sec | 20 | 220 | 400 | 90 | 45
EnergyAustralia Yallourn Pty Ltd | Yallourn 'W' Power Station | VIC1 | YWPS4 | Raise6sec | 25 | 220 | 405 | 90 | 45
EnergyAustralia Yallourn Pty Ltd | Yallourn 'W' Power Station | VIC1 | YWPS4 | Raisereg | 20 | 250 | 385 | 90 | 45
Energy Locals Pty Ltd | Energy Locals SA VPP | SA1 | ASSEL1 | Lower60sec | 0 | 0 | 0 | 90 | 90
Energy Locals Pty Ltd | Energy Locals SA VPP | SA1 | ASSEL1 | Raise60sec | 0 | 0 | 0 | 90 | 90
Energy Locals Pty Ltd | Energy Locals SA VPP | SA1 | ASSEL1 | Lower5min | 0 | 0 | 0 | 90 | 90
Energy Locals Pty Ltd | Energy Locals SA VPP | SA1 | ASSEL1 | Rasie5min | 0 | 0 | 0 | 90 | 90
Energy Locals Pty Ltd | VPP Energy Locals SA 1 | SA1 | VSSEL1V1 | Lower6sec | 1 | 0 | 0 | 90 | 90
Energy Locals Pty Ltd | VPP Energy Locals SA 1 | SA1 | VSSEL1V1 | Raise6sec | 1 | 0 | 0 | 90 | 90
Energy Locals Pty Ltd | VPP Energy Locals SA 1 | SA1 | VSSEL1V1 | Lower60sec | 1 | 0 | 0 | 90 | 90
Energy Locals Pty Ltd | VPP Energy Locals SA 1 | SA1 | VSSEL1V1 | Raise60sec | 1 | 0 | 0 | 90 | 90
Energy Locals Pty Ltd | VPP Energy Locals SA 1 | SA1 | VSSEL1V1 | Lower5min | 1 | 0 | 0 | 90 | 90
Energy Locals Pty Ltd | VPP Energy Locals SA 1 | SA1 | VSSEL1V1 | Rasie5min | 1 | 0 | 0 | 90 | 90
Enel X Australia Pty Ltd | ENOC MASP QLD | QLD1 | ASQENC1 | Raise5min | 17 | 0 | 0 | 90 | 90
Enel X Australia Pty Ltd | ENOC MASP QLD | QLD1 | ASQENC1 | Raise60sec | 35 | 0 | 0 | 90 | 90
Enel X Australia Pty Ltd | ENOC MASP QLD | QLD1 | ASQENC1 | Raise6sec | 24 | 0 | 0 | 90 | 90
Enel X Australia Pty Ltd | ENOC MASP NSW | NSW1 | ASNENC1 | Raise5min | 109 | 0 | 0 | 90 | 90
Enel X Australia Pty Ltd | ENOC MASP NSW | NSW1 | ASNENC1 | Raise60sec | 152 | 0 | 0 | 90 | 90
Enel X Australia Pty Ltd | ENOC MASP NSW | NSW1 | ASNENC1 | Raise6sec | 67 | 0 | 0 | 90 | 90
Enel X Australia Pty Ltd | ENOC MASP VIC | VIC1 | VENUS1 | Raise5min | 33 | 0 | 0 | 90 | 90
Enel X Australia Pty Ltd | ENOC MASP VIC | VIC1 | VENUS1 | Raise60sec | 50 | 0 | 0 | 90 | 90
Enel X Australia Pty Ltd | ENOC MASP VIC | VIC1 | VENUS1 | Raise6sec | 35 | 0 | 0 | 90 | 90
Enel X Australia Pty Ltd | ENOC MASP SA | SA1 | ASSENC1 | Raise5min | 6 | 0 | 0 | 90 | 90
Enel X Australia Pty Ltd | ENOC MASP SA | SA1 | ASSENC1 | Raise60sec | 10 | 0 | 0 | 90 | 90
Enel X Australia Pty Ltd | ENOC MASP SA | SA1 | ASSENC1 | Raise6sec | 7 | 0 | 0 | 90 | 90
ERM Power Retail Pty Ltd | Oakey Power Station | QLD1 | OAKEY1 | Raise5min | 25 | 40 | 173 | 90 | 45
ERM Power Retail Pty Ltd | Oakey Power Station | QLD1 | OAKEY1 | Raise60sec | 25 | 40 | 173 | 90 | 45
ERM Power Retail Pty Ltd | Oakey Power Station | QLD1 | OAKEY1 | Raisereg | 50 | 40 | 173 | 90 | 45
ERM Power Retail Pty Ltd | Oakey Power Station | QLD1 | OAKEY1 | Lowerreg | 50 | 40 | 173 | 45 | 90
ERM Power Retail Pty Ltd | Oakey Power Station | QLD1 | OAKEY1 | Lower60sec | 25 | 40 | 173 | 45 | 90
ERM Power Retail Pty Ltd | Oakey Power Station | QLD1 | OAKEY1 | Lower5min | 25 | 40 | 173 | 45 | 90
ERM Power Retail Pty Ltd | Oakey Power Station | QLD1 | OAKEY2 | Raise5min | 25 | 40 | 173 | 90 | 45
ERM Power Retail Pty Ltd | Oakey Power Station | QLD1 | OAKEY2 | Raise60sec | 25 | 40 | 173 | 90 | 45
ERM Power Retail Pty Ltd | Oakey Power Station | QLD1 | OAKEY2 | Raisereg | 50 | 40 | 173 | 90 | 45
ERM Power Retail Pty Ltd | Oakey Power Station | QLD1 | OAKEY2 | Lowerreg | 50 | 40 | 173 | 45 | 90
ERM Power Retail Pty Ltd | Oakey Power Station | QLD1 | OAKEY2 | Lower60sec | 25 | 40 | 173 | 45 | 90
ERM Power Retail Pty Ltd | Oakey Power Station | QLD1 | OAKEY2 | Lower5min | 25 | 40 | 173 | 45 | 90
Greentricity Pty Ltd | Dalrymple North Battery Energy Storage System | SA1 | DALNTH01 | Raise5min | 30 | 0 | 30 | 90 | 45
Greentricity Pty Ltd | Dalrymple North Battery Energy Storage System | SA1 | DALNTH01 | Raise60sec | 30 | 0 | 30 | 90 | 45
Greentricity Pty Ltd | Dalrymple North Battery Energy Storage System | SA1 | DALNTH01 | Raise6sec | 30 | 0 | 30 | 90 | 45
Greentricity Pty Ltd | Dalrymple North Battery Energy Storage System | SA1 | DALNTHL1 | Lower5min | 30 | 0 | 30 | 90 | 45
Greentricity Pty Ltd | Dalrymple North Battery Energy Storage System | SA1 | DALNTHL1 | Lower60sec | 30 | 0 | 30 | 90 | 45
Greentricity Pty Ltd | Dalrymple North Battery Energy Storage System | SA1 | DALNTHL1 | Lower6sec | 30 | 0 | 30 | 90 | 45
Hornsdale Power Reserve Pty Ltd | Hornsdale Power Reserve | SA1 | HPRG1 | Raisereg | 100 | 0 | 100 | 90 | 45
Hornsdale Power Reserve Pty Ltd | Hornsdale Power Reserve | SA1 | HPRG1 | Raise5min | 41 | 0 | 100 | 90 | 45
Hornsdale Power Reserve Pty Ltd | Hornsdale Power Reserve | SA1 | HPRG1 | Raise60sec | 19 | 0 | 100 | 90 | 25
Hornsdale Power Reserve Pty Ltd | Hornsdale Power Reserve | SA1 | HPRG1 | Raise6sec | 63 | 0 | 100 | 90 | 57
Hornsdale Power Reserve Pty Ltd | Hornsdale Power Reserve | SA1 | HPRG1 | Lowerreg | 100 | 0 | 100 | 45 | 90
Hornsdale Power Reserve Pty Ltd | Hornsdale Power Reserve | SA1 | HPRL1 | Lowerreg | 80 | 0 | 80 | 90 | 45
Hornsdale Power Reserve Pty Ltd | Hornsdale Power Reserve | SA1 | HPRL1 | Raisereg | 80 | 0 | 80 | 45 | 90
Hornsdale Power Reserve Pty Ltd | Hornsdale Power Reserve | SA1 | HPRL1 | Lower5min | 80 | 0 | 80 | 90 | 45
Hornsdale Power Reserve Pty Ltd | Hornsdale Power Reserve | SA1 | HPRL1 | Lower60sec | 80 | 0 | 80 | 90 | 25
Hornsdale Power Reserve Pty Ltd | Hornsdale Power Reserve | SA1 | HPRL1 | Lower6sec | 80 | 0 | 80 | 90 | 57
Hornsdale Power Reserve Pty Ltd | Hornsdale Power Reserve | SA1 | HPRL1 | Lowerreg | 80 | 0 | 80 | 90 | 45
HWF1 Pty Ltd | Hornsdale Wind Farm 1 | SA1 | HDWF1 | Lowerreg | 20 | 15 | 102 | 45 | 63
HWF1 Pty Ltd | Hornsdale Wind Farm 1 | SA1 | HDWF1 | Raisereg | 20 | 15 | 102 | 90 | 34
HWF 2 Pty Ltd | Hornsdale Wind Farm 2 | SA1 | HDWF2 | Lower5min | 20 | 20 | 102 | 45 | 68
HWF 2 Pty Ltd | Hornsdale Wind Farm 2 | SA1 | HDWF2 | Lower60sec | 20 | 20 | 102 | 45 | 65
HWF 2 Pty Ltd | Hornsdale Wind Farm 2 | SA1 | HDWF2 | Lowerreg | 20 | 15 | 102 | 45 | 63
HWF 2 Pty Ltd | Hornsdale Wind Farm 2 | SA1 | HDWF2 | Raise5min | 20 | 20 | 102 | 90 | 14
HWF 2 Pty Ltd | Hornsdale Wind Farm 2 | SA1 | HDWF2 | Raise60sec | 20 | 20 | 102 | 90 | 21
HWF 2 Pty Ltd | Hornsdale Wind Farm 2 | SA1 | HDWF2 | Raisereg | 20 | 15 | 102 | 90 | 34
HWF3 Pty Ltd | Hornsdale Wind Farm 3 | SA1 | HDWF3 | Lowerreg | 20 | 15 | 109 | 45 | 62
HWF3 Pty Ltd | Hornsdale Wind Farm 3 | SA1 | HDWF3 | Raisereg | 20 | 15 | 109 | 90 | 33
Hydro-Electric Corporation | Bastyan Power Station | TAS1 | BASTYAN | Lower5min | 88 | 0 | 88 | 45 | 90
Hydro-Electric Corporation | Bastyan Power Station | TAS1 | BASTYAN | Lower60sec | 47 | 0 | 89 | 49 | 71
Hydro-Electric Corporation | Bastyan Power Station | TAS1 | BASTYAN | Lower6sec | 6 | 0 | 87 | 31 | 14
Hydro-Electric Corporation | Bastyan Power Station | TAS1 | BASTYAN | Lowerreg | 88 | 0 | 88 | 45 | 90
Hydro-Electric Corporation | Bastyan Power Station | TAS1 | BASTYAN | Raise5min | 88 | 0 | 88 | 90 | 45
Hydro-Electric Corporation | Bastyan Power Station | TAS1 | BASTYAN | Raise60sec | 46 | 0 | 83 | 82 | 55
Hydro-Electric Corporation | Bastyan Power Station | TAS1 | BASTYAN | Raise6sec | 6 | 0 | 83 | 48 | 12
Hydro-Electric Corporation | Bastyan Power Station | TAS1 | BASTYAN | Raisereg | 88 | 0 | 88 | 90 | 45
Hydro-Electric Corporation | Catagunya / Liapootah / Wayatinah Power Station | TAS1 | LI_WY_CA | Lower5min | 183 | 0 | 183 | 45 | 90
Hydro-Electric Corporation | Catagunya / Liapootah / Wayatinah Power Station | TAS1 | LI_WY_CA | Lower60sec | 145 | 0 | 174 | 63 | 90
Hydro-Electric Corporation | Catagunya / Liapootah / Wayatinah Power Station | TAS1 | LI_WY_CA | Lower6sec | 30 | 0 | 167 | 69 | 35
Hydro-Electric Corporation | Catagunya / Liapootah / Wayatinah Power Station | TAS1 | LI_WY_CA | Lowerreg | 183 | 0 | 183 | 45 | 90
Hydro-Electric Corporation | Catagunya / Liapootah / Wayatinah Power Station | TAS1 | LI_WY_CA | Raise5min | 183 | 0 | 183 | 90 | 45
Hydro-Electric Corporation | Catagunya / Liapootah / Wayatinah Power Station | TAS1 | LI_WY_CA | Raise60sec | 142 | 0 | 159 | 90 | 61
Hydro-Electric Corporation | Catagunya / Liapootah / Wayatinah Power Station | TAS1 | LI_WY_CA | Raise6sec | 25 | 0 | 155 | 83 | 23
Hydro-Electric Corporation | Catagunya / Liapootah / Wayatinah Power Station | TAS1 | LI_WY_CA | Raisereg | 183 | 0 | 183 | 90 | 45
Hydro-Electric Corporation | Cethana Power Station | TAS1 | CETHANA | Lower5min | 100 | 0 | 100 | 45 | 90
Hydro-Electric Corporation | Cethana Power Station | TAS1 | CETHANA | Lower60sec | 118 | 0 | 100 | 65 | 90
Hydro-Electric Corporation | Cethana Power Station | TAS1 | CETHANA | Lower6sec | 20 | 0 | 100 | 69 | 34
Hydro-Electric Corporation | Cethana Power Station | TAS1 | CETHANA | Lowerreg | 100 | 0 | 100 | 45 | 90
Hydro-Electric Corporation | Cethana Power Station | TAS1 | CETHANA | Raise5min | 100 | 0 | 100 | 90 | 45
Hydro-Electric Corporation | Cethana Power Station | TAS1 | CETHANA | Raise60sec | 121 | 0 | 100 | 90 | 61
Hydro-Electric Corporation | Cethana Power Station | TAS1 | CETHANA | Raise6sec | 17 | 0 | 100 | 90 | 22
Hydro-Electric Corporation | Cethana Power Station | TAS1 | CETHANA | Raisereg | 100 | 0 | 100 | 90 | 45
Hydro-Electric Corporation | Devils Gate Power Station | TAS1 | DEVILS_G | Lower5min | 67 | 0 | 67 | 45 | 90
Hydro-Electric Corporation | Devils Gate Power Station | TAS1 | DEVILS_G | Lower60sec | 85 | 0 | 65 | 61 | 87
Hydro-Electric Corporation | Devils Gate Power Station | TAS1 | DEVILS_G | Lower6sec | 11 | 0 | 63 | 69 | 38
Hydro-Electric Corporation | Devils Gate Power Station | TAS1 | DEVILS_G | Lowerreg | 67 | 0 | 67 | 45 | 90
Hydro-Electric Corporation | Devils Gate Power Station | TAS1 | DEVILS_G | Raise5min | 67 | 0 | 67 | 90 | 45
Hydro-Electric Corporation | Devils Gate Power Station | TAS1 | DEVILS_G | Raise60sec | 81 | 0 | 65 | 90 | 57
Hydro-Electric Corporation | Devils Gate Power Station | TAS1 | DEVILS_G | Raise6sec | 10 | 0 | 60 | 87 | 15
Hydro-Electric Corporation | Devils Gate Power Station | TAS1 | DEVILS_G | Raisereg | 67 | 0 | 67 | 90 | 45
Hydro-Electric Corporation | Fisher Power Station | TAS1 | FISHER | Lower5min | 46 | 0 | 46 | 45 | 90
Hydro-Electric Corporation | Fisher Power Station | TAS1 | FISHER | Lower60sec | 20 | 0 | 46 | 59 | 90
Hydro-Electric Corporation | Fisher Power Station | TAS1 | FISHER | Lower6sec | 27 | 6 | 46 | 34 | 90
Hydro-Electric Corporation | Fisher Power Station | TAS1 | FISHER | Lowerreg | 46 | 0 | 46 | 45 | 90
Hydro-Electric Corporation | Fisher Power Station | TAS1 | FISHER | Raise5min | 46 | 0 | 46 | 90 | 45
Hydro-Electric Corporation | Fisher Power Station | TAS1 | FISHER | Raise60sec | 21 | 0 | 46 | 90 | 67
Hydro-Electric Corporation | Fisher Power Station | TAS1 | FISHER | Raise6sec | 3 | 0 | 46 | 90 | 90
Hydro-Electric Corporation | Fisher Power Station | TAS1 | FISHER | Raisereg | 46 | 0 | 46 | 90 | 45
Hydro-Electric Corporation | Gordon Power Station | TAS1 | GORDON | Lower5min | 450 | 0 | 450 | 45 | 90
Hydro-Electric Corporation | Gordon Power Station | TAS1 | GORDON | Lower60sec | 614 | 0 | 467 | 64 | 90
Hydro-Electric Corporation | Gordon Power Station | TAS1 | GORDON | Lower6sec | 171 | 0 | 538 | 61 | 90
Hydro-Electric Corporation | Gordon Power Station | TAS1 | GORDON | Lowerreg | 450 | 0 | 450 | 45 | 90
Hydro-Electric Corporation | Gordon Power Station | TAS1 | GORDON | Raise5min | 450 | 0 | 450 | 90 | 45
Hydro-Electric Corporation | Gordon Power Station | TAS1 | GORDON | Raise60sec | 600 | 0 | 465 | 90 | 61
Hydro-Electric Corporation | Gordon Power Station | TAS1 | GORDON | Raise6sec | 144 | 0 | 471 | 90 | 43
Hydro-Electric Corporation | Gordon Power Station | TAS1 | GORDON | Raisereg | 450 | 0 | 450 | 90 | 45
Hydro-Electric Corporation | John Butters Power Station | TAS1 | JBUTTERS | Lower5min | 144 | 0 | 144 | 45 | 90
Hydro-Electric Corporation | John Butters Power Station | TAS1 | JBUTTERS | Lower60sec | 158 | 0 | 144 | 64 | 90
Hydro-Electric Corporation | John Butters Power Station | TAS1 | JBUTTERS | Lower6sec | 35 | 0 | 144 | 62 | 45
Hydro-Electric Corporation | John Butters Power Station | TAS1 | JBUTTERS | Lowerreg | 144 | 0 | 144 | 45 | 90
Hydro-Electric Corporation | John Butters Power Station | TAS1 | JBUTTERS | Raise5min | 144 | 0 | 144 | 90 | 45
Hydro-Electric Corporation | John Butters Power Station | TAS1 | JBUTTERS | Raise60sec | 158 | 0 | 144 | 90 | 61
Hydro-Electric Corporation | John Butters Power Station | TAS1 | JBUTTERS | Raise6sec | 39 | 0 | 144 | 81 | 27
Hydro-Electric Corporation | John Butters Power Station | TAS1 | JBUTTERS | Raisereg | 144 | 0 | 144 | 90 | 45
Hydro-Electric Corporation | Lemonthyme / Wilmot Power Station | TAS1 | LEM_WIL | Lower5min | 72 | 0 | 86 | 45 | 90
Hydro-Electric Corporation | Lemonthyme / Wilmot Power Station | TAS1 | LEM_WIL | Lower60sec | 28 | 0 | 87 | 63 | 83
Hydro-Electric Corporation | Lemonthyme / Wilmot Power Station | TAS1 | LEM_WIL | Lower6sec | 24 | 7 | 86 | 23 | 90
Hydro-Electric Corporation | Lemonthyme / Wilmot Power Station | TAS1 | LEM_WIL | Lowerreg | 82 | 0 | 86 | 45 | 90
Hydro-Electric Corporation | Lemonthyme / Wilmot Power Station | TAS1 | LEM_WIL | Raise5min | 72 | 0 | 86 | 90 | 45
Hydro-Electric Corporation | Lemonthyme / Wilmot Power Station | TAS1 | LEM_WIL | Raise60sec | 11 | 0 | 87 | 90 | 53
Hydro-Electric Corporation | Lemonthyme / Wilmot Power Station | TAS1 | LEM_WIL | Raise6sec | 2 | 0 | 86 | 23 | 6
Hydro-Electric Corporation | Lemonthyme / Wilmot Power Station | TAS1 | LEM_WIL | Raisereg | 82 | 0 | 86 | 90 | 45
Hydro-Electric Corporation | Mackintosh Power Station | TAS1 | MACKNTSH | Lower5min | 89 | 0 | 89 | 45 | 90
Hydro-Electric Corporation | Mackintosh Power Station | TAS1 | MACKNTSH | Lower60sec | 50 | 0 | 90 | 50 | 81
Hydro-Electric Corporation | Mackintosh Power Station | TAS1 | MACKNTSH | Lower6sec | 5 | 0 | 90 | 30 | 12
Hydro-Electric Corporation | Mackintosh Power Station | TAS1 | MACKNTSH | Lowerreg | 89 | 0 | 89 | 45 | 90
Hydro-Electric Corporation | Mackintosh Power Station | TAS1 | MACKNTSH | Raise5min | 89 | 0 | 89 | 90 | 45
Hydro-Electric Corporation | Mackintosh Power Station | TAS1 | MACKNTSH | Raise60sec | 50 | 0 | 89 | 77 | 54
Hydro-Electric Corporation | Mackintosh Power Station | TAS1 | MACKNTSH | Raise6sec | 5 | 0 | 88 | 46 | 10
Hydro-Electric Corporation | Mackintosh Power Station | TAS1 | MACKNTSH | Raisereg | 89 | 0 | 89 | 90 | 45
Hydro-Electric Corporation | Meadowbank Power Station | TAS1 | MEADOWBK | Lower5min | 40 | 0 | 42 | 45 | 90
Hydro-Electric Corporation | Meadowbank Power Station | TAS1 | MEADOWBK | Lower60sec | 41 | 0 | 42 | 64 | 89
Hydro-Electric Corporation | Meadowbank Power Station | TAS1 | MEADOWBK | Lower6sec | 5 | 0 | 42 | 69 | 84
Hydro-Electric Corporation | Meadowbank Power Station | TAS1 | MEADOWBK | Lowerreg | 40 | 0 | 42 | 45 | 90
Hydro-Electric Corporation | Meadowbank Power Station | TAS1 | MEADOWBK | Raise5min | 40 | 0 | 42 | 90 | 45
Hydro-Electric Corporation | Meadowbank Power Station | TAS1 | MEADOWBK | Raise60sec | 39 | 0 | 42 | 90 | 61
Hydro-Electric Corporation | Meadowbank Power Station | TAS1 | MEADOWBK | Raise6sec | 13 | 0 | 44 | 90 | 32
Hydro-Electric Corporation | Meadowbank Power Station | TAS1 | MEADOWBK | Raisereg | 40 | 0 | 42 | 90 | 45
Hydro-Electric Corporation | Poatina Power Station | TAS1 | POAT110 | Lower5min | 80 | 0 | 124 | 45 | 90
Hydro-Electric Corporation | Poatina Power Station | TAS1 | POAT110 | Lower60sec | 130 | 0 | 124 | 64 | 90
Hydro-Electric Corporation | Poatina Power Station | TAS1 | POAT110 | Lower6sec | 63 | 0 | 124 | 57 | 90
Hydro-Electric Corporation | Poatina Power Station | TAS1 | POAT110 | Lowerreg | 100 | 0 | 124 | 45 | 90
Hydro-Electric Corporation | Poatina Power Station | TAS1 | POAT110 | Raise5min | 80 | 0 | 124 | 90 | 45
Hydro-Electric Corporation | Poatina Power Station | TAS1 | POAT110 | Raise60sec | 35 | 0 | 124 | 90 | 64
Hydro-Electric Corporation | Poatina Power Station | TAS1 | POAT110 | Raise6sec | 10 | 0 | 124 | 90 | 90
Hydro-Electric Corporation | Poatina Power Station | TAS1 | POAT110 | Raisereg | 100 | 0 | 124 | 90 | 45
Hydro-Electric Corporation | Poatina Power Station | TAS1 | POAT220 | Lower5min | 160 | 0 | 248 | 45 | 90
Hydro-Electric Corporation | Poatina Power Station | TAS1 | POAT220 | Lower60sec | 288 | 0 | 248 | 64 | 90
Hydro-Electric Corporation | Poatina Power Station | TAS1 | POAT220 | Lower6sec | 124 | 0 | 248 | 57 | 90
Hydro-Electric Corporation | Poatina Power Station | TAS1 | POAT220 | Lowerreg | 200 | 0 | 248 | 45 | 90
Hydro-Electric Corporation | Poatina Power Station | TAS1 | POAT220 | Raise5min | 160 | 0 | 248 | 90 | 45
Hydro-Electric Corporation | Poatina Power Station | TAS1 | POAT220 | Raise60sec | 95 | 0 | 248 | 90 | 56
Hydro-Electric Corporation | Poatina Power Station | TAS1 | POAT220 | Raise6sec | 4 | 0 | 158 | 90 | 16
Hydro-Electric Corporation | Poatina Power Station | TAS1 | POAT220 | Raisereg | 200 | 0 | 248 | 90 | 45
Hydro-Electric Corporation | Reece Power Station | TAS1 | REECE1 | Lower5min | 119 | 0 | 119 | 45 | 90
Hydro-Electric Corporation | Reece Power Station | TAS1 | REECE1 | Lower60sec | 90 | 0 | 120 | 58 | 76
Hydro-Electric Corporation | Reece Power Station | TAS1 | REECE1 | Lower6sec | 21 | 0 | 119 | 34 | 16
Hydro-Electric Corporation | Reece Power Station | TAS1 | REECE1 | Lowerreg | 119 | 0 | 119 | 45 | 90
Hydro-Electric Corporation | Reece Power Station | TAS1 | REECE1 | Raise5min | 119 | 0 | 119 | 90 | 45
Hydro-Electric Corporation | Reece Power Station | TAS1 | REECE1 | Raise60sec | 75 | 0 | 117 | 90 | 59
Hydro-Electric Corporation | Reece Power Station | TAS1 | REECE1 | Raise6sec | 21 | 0 | 118 | 46 | 13
Hydro-Electric Corporation | Reece Power Station | TAS1 | REECE1 | Raisereg | 119 | 0 | 119 | 90 | 45
Hydro-Electric Corporation | Reece Power Station | TAS1 | REECE2 | Lower5min | 119 | 0 | 119 | 45 | 90
Hydro-Electric Corporation | Reece Power Station | TAS1 | REECE2 | Lower60sec | 126 | 0 | 119 | 60 | 90
Hydro-Electric Corporation | Reece Power Station | TAS1 | REECE2 | Lower6sec | 31 | 0 | 148 | 58 | 18
Hydro-Electric Corporation | Reece Power Station | TAS1 | REECE2 | Lowerreg | 119 | 0 | 119 | 45 | 90
Hydro-Electric Corporation | Reece Power Station | TAS1 | REECE2 | Raise5min | 119 | 0 | 119 | 90 | 45
Hydro-Electric Corporation | Reece Power Station | TAS1 | REECE2 | Raise60sec | 108 | 0 | 119 | 90 | 63
Hydro-Electric Corporation | Reece Power Station | TAS1 | REECE2 | Raise6sec | 31 | 0 | 119 | 90 | 15
Hydro-Electric Corporation | Reece Power Station | TAS1 | REECE2 | Raisereg | 119 | 0 | 119 | 90 | 45
Hydro-Electric Corporation | Tarraleah Power Station | TAS1 | TARRALEA | Lower6sec | 25 | 0 | 90 | 30 | 90
Hydro-Electric Corporation | Trevallyn Power Station | TAS1 | TREVALLN | Lower5min | 101 | 0 | 101 | 45 | 90
Hydro-Electric Corporation | Trevallyn Power Station | TAS1 | TREVALLN | Lower60sec | 31 | 0 | 103 | 64 | 54
Hydro-Electric Corporation | Trevallyn Power Station | TAS1 | TREVALLN | Lower6sec | 14 | 0 | 93 | 32 | 33
Hydro-Electric Corporation | Trevallyn Power Station | TAS1 | TREVALLN | Lowerreg | 101 | 0 | 101 | 45 | 90
Hydro-Electric Corporation | Trevallyn Power Station | TAS1 | TREVALLN | Raise5min | 101 | 0 | 101 | 90 | 45
Hydro-Electric Corporation | Trevallyn Power Station | TAS1 | TREVALLN | Raise60sec | 29 | 0 | 103 | 83 | 41
Hydro-Electric Corporation | Trevallyn Power Station | TAS1 | TREVALLN | Raise6sec | 13 | 0 | 91 | 90 | 28
Hydro-Electric Corporation | Trevallyn Power Station | TAS1 | TREVALLN | Raisereg | 101 | 0 | 101 | 90 | 45
Hydro-Electric Corporation | Tribute Power Station | TAS1 | TRIBUTE | Lower5min | 84 | 0 | 84 | 45 | 90
Hydro-Electric Corporation | Tribute Power Station | TAS1 | TRIBUTE | Lower60sec | 80 | 0 | 92 | 61 | 81
Hydro-Electric Corporation | Tribute Power Station | TAS1 | TRIBUTE | Lower6sec | 11 | 0 | 92 | 40 | 16
Hydro-Electric Corporation | Tribute Power Station | TAS1 | TRIBUTE | Lowerreg | 84 | 0 | 84 | 45 | 90
Hydro-Electric Corporation | Tribute Power Station | TAS1 | TRIBUTE | Raise5min | 84 | 0 | 84 | 90 | 45
Hydro-Electric Corporation | Tribute Power Station | TAS1 | TRIBUTE | Raise60sec | 73 | 0 | 93 | 90 | 58
Hydro-Electric Corporation | Tribute Power Station | TAS1 | TRIBUTE | Raise6sec | 10 | 0 | 92 | 78 | 14
Hydro-Electric Corporation | Tribute Power Station | TAS1 | TRIBUTE | Raisereg | 84 | 0 | 84 | 90 | 45
Hydro-Electric Corporation | Tungatinah Power Station | TAS1 | TUNGATIN | Lower5min | 140 | 0 | 140 | 45 | 90
Hydro-Electric Corporation | Tungatinah Power Station | TAS1 | TUNGATIN | Lower60sec | 150 | 0 | 140 | 59 | 90
Hydro-Electric Corporation | Tungatinah Power Station | TAS1 | TUNGATIN | Lower6sec | 20 | 0 | 140 | 57 | 66
Hydro-Electric Corporation | Tungatinah Power Station | TAS1 | TUNGATIN | Lowerreg | 140 | 0 | 140 | 45 | 90
Hydro-Electric Corporation | Tungatinah Power Station | TAS1 | TUNGATIN | Raise5min | 140 | 0 | 140 | 90 | 45
Hydro-Electric Corporation | Tungatinah Power Station | TAS1 | TUNGATIN | Raise60sec | 150 | 0 | 145 | 90 | 61
Hydro-Electric Corporation | Tungatinah Power Station | TAS1 | TUNGATIN | Raise6sec | 35 | 0 | 145 | 90 | 29
Hydro-Electric Corporation | HydroTas MASP TAS | TAS1 | ASTHYD1 | Raise6sec | 105 | 0 | 0 | 90 | 90
Hydro-Electric Corporation | Tamar Valley Combined Cycle Power Station | TAS1 | TVCC201 | Lower5min | 100 | 35 | 209 | 41 | 90
Hydro-Electric Corporation | Tamar Valley Combined Cycle Power Station | TAS1 | TVCC201 | Lower60sec | 210 | 35 | 209 | 50 | 90
Hydro-Electric Corporation | Tamar Valley Combined Cycle Power Station | TAS1 | TVCC201 | Lower6sec | 26 | 35 | 209 | 13 | 90
Icon Retail Investments Limited and AGL ACT Retail Investments Pty Ltd, trading as ActewAGL Retail | ActewAGL VPP | NSW1 | ASNACTW1 | Lower5min | 1 | 0 | 0 | 90 | 90
Icon Retail Investments Limited and AGL ACT Retail Investments Pty Ltd, trading as ActewAGL Retail | ActewAGL VPP | NSW1 | ASNACTW1 | Lower60sec | 1 | 0 | 0 | 90 | 90
Icon Retail Investments Limited and AGL ACT Retail Investments Pty Ltd, trading as ActewAGL Retail | ActewAGL VPP | NSW1 | ASNACTW1 | Lower6sec | 1 | 0 | 0 | 90 | 90
Lake Bonney Wind Power Pty Ltd | Lake Bonney BESS1 | SA1 | LBBG1 | Lowerreg | 25 | 0 | 25 | 45 | 90
Lake Bonney Wind Power Pty Ltd | Lake Bonney BESS1 | SA1 | LBBG1 | Raise5min | 10 | 0 | 25 | 90 | 45
Lake Bonney Wind Power Pty Ltd | Lake Bonney BESS1 | SA1 | LBBG1 | Raise60sec | 4 | 0 | 25 | 90 | 22
Lake Bonney Wind Power Pty Ltd | Lake Bonney BESS1 | SA1 | LBBG1 | Raise6sec | 15 | 0 | 25 | 90 | 45
Lake Bonney Wind Power Pty Ltd | Lake Bonney BESS1 | SA1 | LBBG1 | Raisereg | 25 | 0 | 25 | 90 | 45
Lake Bonney Wind Power Pty Ltd | Lake Bonney BESS1 | SA1 | LBBL1 | Lowerreg | 25 | 0 | 25 | 90 | 45
Lake Bonney Wind Power Pty Ltd | Lake Bonney BESS1 | SA1 | LBBL1 | Lower5min | 10 | 0 | 25 | 90 | 45
Lake Bonney Wind Power Pty Ltd | Lake Bonney BESS1 | SA1 | LBBL1 | Lower60sec | 4 | 0 | 25 | 90 | 22
Lake Bonney Wind Power Pty Ltd | Lake Bonney BESS1 | SA1 | LBBL1 | Lower6sec | 15 | 0 | 25 | 90 | 56
Lake Bonney Wind Power Pty Ltd | Lake Bonney BESS1 | SA1 | LBBL1 | Raisereg | 25 | 0 | 25 | 45 | 90
Millmerran Energy Trader Pty Ltd | Millmerran Power Plant | QLD1 | MPP_1 | Lowerreg | 25 | 350 | 435 | 45 | 90
Millmerran Energy Trader Pty Ltd | Millmerran Power Plant | QLD1 | MPP_1 | Raisereg | 25 | 350 | 435 | 90 | 45
Millmerran Energy Trader Pty Ltd | Millmerran Power Plant | QLD1 | MPP_2 | Lowerreg | 25 | 350 | 435 | 45 | 90
Millmerran Energy Trader Pty Ltd | Millmerran Power Plant | QLD1 | MPP_2 | Raisereg | 25 | 350 | 435 | 90 | 45
Origin Energy Electricity Limited | Darling Downs Power Station | QLD1 | DDPS1 | Lowerreg | 50 | 58 | 663 | 45 | 90
Origin Energy Electricity Limited | Darling Downs Power Station | QLD1 | DDPS1 | Raisereg | 50 | 58 | 663 | 90 | 45
Origin Energy Electricity Limited | Eraring Power Station | NSW1 | ER01 | Lower5min | 50 | 180 | 750 | 45 | 90
Origin Energy Electricity Limited | Eraring Power Station | NSW1 | ER01 | Lower60sec | 83 | 180 | 750 | 45 | 90
Origin Energy Electricity Limited | Eraring Power Station | NSW1 | ER01 | Lower6sec | 50 | 180 | 750 | 45 | 90
Origin Energy Electricity Limited | Eraring Power Station | NSW1 | ER01 | Lowerreg | 100 | 150 | 750 | 45 | 90
Origin Energy Electricity Limited | Eraring Power Station | NSW1 | ER01 | Raise5min | 50 | 180 | 750 | 90 | 45
Origin Energy Electricity Limited | Eraring Power Station | NSW1 | ER01 | Raise60sec | 83 | 180 | 750 | 90 | 45
Origin Energy Electricity Limited | Eraring Power Station | NSW1 | ER01 | Raise6sec | 50 | 180 | 750 | 90 | 45
Origin Energy Electricity Limited | Eraring Power Station | NSW1 | ER01 | Raisereg | 100 | 150 | 750 | 90 | 45
Origin Energy Electricity Limited | Eraring Power Station | NSW1 | ER02 | Lower5min | 50 | 180 | 750 | 45 | 90
Origin Energy Electricity Limited | Eraring Power Station | NSW1 | ER02 | Lower60sec | 83 | 180 | 750 | 45 | 90
Origin Energy Electricity Limited | Eraring Power Station | NSW1 | ER02 | Lower6sec | 50 | 180 | 750 | 45 | 90
Origin Energy Electricity Limited | Eraring Power Station | NSW1 | ER02 | Lowerreg | 100 | 150 | 750 | 45 | 90
Origin Energy Electricity Limited | Eraring Power Station | NSW1 | ER02 | Raise5min | 50 | 180 | 750 | 90 | 45
Origin Energy Electricity Limited | Eraring Power Station | NSW1 | ER02 | Raise60sec | 83 | 180 | 750 | 90 | 45
Origin Energy Electricity Limited | Eraring Power Station | NSW1 | ER02 | Raise6sec | 50 | 180 | 750 | 90 | 45
Origin Energy Electricity Limited | Eraring Power Station | NSW1 | ER02 | Raisereg | 100 | 150 | 750 | 90 | 45
Origin Energy Electricity Limited | Eraring Power Station | NSW1 | ER03 | Lower5min | 50 | 180 | 750 | 45 | 90
Origin Energy Electricity Limited | Eraring Power Station | NSW1 | ER03 | Lower60sec | 83 | 180 | 750 | 45 | 90
Origin Energy Electricity Limited | Eraring Power Station | NSW1 | ER03 | Lower6sec | 50 | 180 | 750 | 45 | 90
Origin Energy Electricity Limited | Eraring Power Station | NSW1 | ER03 | Lowerreg | 100 | 150 | 750 | 45 | 90
Origin Energy Electricity Limited | Eraring Power Station | NSW1 | ER03 | Raise5min | 50 | 180 | 750 | 90 | 45
Origin Energy Electricity Limited | Eraring Power Station | NSW1 | ER03 | Raise60sec | 83 | 180 | 750 | 90 | 45
Origin Energy Electricity Limited | Eraring Power Station | NSW1 | ER03 | Raise6sec | 50 | 180 | 750 | 90 | 45
Origin Energy Electricity Limited | Eraring Power Station | NSW1 | ER03 | Raisereg | 100 | 150 | 750 | 90 | 45
Origin Energy Electricity Limited | Eraring Power Station | NSW1 | ER04 | Lower5min | 50 | 180 | 750 | 45 | 90
Origin Energy Electricity Limited | Eraring Power Station | NSW1 | ER04 | Lower60sec | 83 | 180 | 750 | 45 | 90
Origin Energy Electricity Limited | Eraring Power Station | NSW1 | ER04 | Lower6sec | 50 | 180 | 750 | 45 | 90
Origin Energy Electricity Limited | Eraring Power Station | NSW1 | ER04 | Lowerreg | 100 | 150 | 750 | 45 | 90
Origin Energy Electricity Limited | Eraring Power Station | NSW1 | ER04 | Raise5min | 50 | 180 | 750 | 90 | 45
Origin Energy Electricity Limited | Eraring Power Station | NSW1 | ER04 | Raise60sec | 83 | 180 | 750 | 90 | 45
Origin Energy Electricity Limited | Eraring Power Station | NSW1 | ER04 | Raise6sec | 50 | 180 | 750 | 90 | 45
Origin Energy Electricity Limited | Eraring Power Station | NSW1 | ER04 | Raisereg | 100 | 150 | 750 | 90 | 45
Origin Energy Electricity Limited | Mortlake Power Station | VIC1 | MORTLK11 | Lowerreg | 65 | 20 | 292 | 45 | 90
Origin Energy Electricity Limited | Mortlake Power Station | VIC1 | MORTLK11 | Raisereg | 65 | 20 | 292 | 90 | 45
Origin Energy Electricity Limited | Mortlake Power Station | VIC1 | MORTLK12 | Lowerreg | 65 | 20 | 292 | 45 | 90
Origin Energy Electricity Limited | Mortlake Power Station | VIC1 | MORTLK12 | Raisereg | 65 | 20 | 292 | 90 | 45
Origin Energy Electricity Limited | Mt Stuart Power Station | QLD1 | MSTUART1 | Lowerreg | 42 | 43 | 144 | 45 | 90
Origin Energy Electricity Limited | Mt Stuart Power Station | QLD1 | MSTUART1 | Raisereg | 42 | 43 | 144 | 90 | 45
Origin Energy Electricity Limited | Mt Stuart Power Station | QLD1 | MSTUART2 | Lowerreg | 42 | 43 | 144 | 45 | 90
Origin Energy Electricity Limited | Mt Stuart Power Station | QLD1 | MSTUART2 | Raisereg | 42 | 43 | 144 | 90 | 45
Origin Energy Electricity Limited | Osborne Power Station | SA1 | OSB-AG | Lower5min | 3 | 145 | 196 | 20 | 90
Origin Energy Electricity Limited | Osborne Power Station | SA1 | OSB-AG | Lower60sec | 14 | 145 | 196 | 30 | 90
Origin Energy Electricity Limited | Osborne Power Station | SA1 | OSB-AG | Lower6sec | 14 | 145 | 196 | 30 | 90
Origin Energy Electricity Limited | Osborne Power Station | SA1 | OSB-AG | Lowerreg | 36 | 145 | 196 | 35 | 90
Origin Energy Electricity Limited | Osborne Power Station | SA1 | OSB-AG | Raise5min | 3 | 145 | 196 | 90 | 20
Origin Energy Electricity Limited | Osborne Power Station | SA1 | OSB-AG | Raise60sec | 14 | 145 | 196 | 90 | 30
Origin Energy Electricity Limited | Osborne Power Station | SA1 | OSB-AG | Raise6sec | 14 | 145 | 196 | 90 | 30
Origin Energy Electricity Limited | Osborne Power Station | SA1 | OSB-AG | Raisereg | 36 | 145 | 196 | 90 | 35
Origin Energy Electricity Limited | Quarantine Power Station | SA1 | QPS5 | Lowerreg | 50 | 74 | 128 | 45 | 90
Origin Energy Electricity Limited | Quarantine Power Station | SA1 | QPS5 | Raisereg | 50 | 74 | 128 | 90 | 45
Origin Energy Electricity Limited | Quarantine Power Station | SA1 | QPS5 | Lower6sec | 16 | 74 | 128 | 45 | 90
Origin Energy Electricity Limited | Quarantine Power Station | SA1 | QPS5 | Raise6sec | 11 | 74 | 128 | 90 | 45
Pelican Point Power Limited | Pelican Point Power Station | SA1 | PPCCGT | Lower60sec | 30 | 140 | 510 | 45 | 90
Pelican Point Power Limited | Pelican Point Power Station | SA1 | PPCCGT | Lower6sec | 35 | 140 | 500 | 45 | 90
Pelican Point Power Limited | Pelican Point Power Station | SA1 | PPCCGT | Lowerreg | 100 | 140 | 510 | 45 | 90
Pelican Point Power Limited | Pelican Point Power Station | SA1 | PPCCGT | Raise60sec | 30 | 140 | 510 | 90 | 45
Pelican Point Power Limited | Pelican Point Power Station | SA1 | PPCCGT | Raise6sec | 35 | 140 | 500 | 90 | 45
Pelican Point Power Limited | Pelican Point Power Station | SA1 | PPCCGT | Raisereg | 100 | 140 | 510 | 90 | 45
Snowy Hydro Limited | Guthega Power Station | NSW1 | GUTHEGA | Lower5min | 30 | 0 | 65 | 45 | 90
Snowy Hydro Limited | Guthega Power Station | NSW1 | GUTHEGA | Lower60sec | 10 | 0 | 65 | 45 | 90
Snowy Hydro Limited | Guthega Power Station | NSW1 | GUTHEGA | Lowerreg | 30 | 0 | 65 | 45 | 90
Snowy Hydro Limited | Guthega Power Station | NSW1 | GUTHEGA | Raise5min | 30 | 0 | 65 | 90 | 45
Snowy Hydro Limited | Guthega Power Station | NSW1 | GUTHEGA | Raise60sec | 10 | 0 | 65 | 90 | 45
Snowy Hydro Limited | Guthega Power Station | NSW1 | GUTHEGA | Raisereg | 30 | 0 | 65 | 90 | 45
Snowy Hydro Limited | Jindabyne Pump At Guthega | VIC1 | SNOWYGJP | Raise5min | 70 | 0 | 0 | 90 | 90
Snowy Hydro Limited | Jindabyne Pump At Guthega | VIC1 | SNOWYGJP | Raise60sec | 140 | 0 | 0 | 90 | 90
Snowy Hydro Limited | Jindabyne Pump At Guthega | VIC1 | SNOWYGJP | Raise6sec | 93 | 0 | 0 | 90 | 90
Snowy Hydro Limited | Lonsdale Power Station | SA1 | LONSDALE | Lowerreg | 21 | 5 | 21 | 45 | 90
Snowy Hydro Limited | Lonsdale Power Station | SA1 | LONSDALE | Raisereg | 21 | 5 | 21 | 90 | 45
Snowy Hydro Limited | Murray Power Station | VIC1 | MURRAY | Lower5min | 500 | 0 | 1510 | 45 | 90
Snowy Hydro Limited | Murray Power Station | VIC1 | MURRAY | Lower60sec | 500 | 0 | 1510 | 45 | 90
Snowy Hydro Limited | Murray Power Station | VIC1 | MURRAY | Lower6sec | 40 | 0 | 1510 | 45 | 90
Snowy Hydro Limited | Murray Power Station | VIC1 | MURRAY | Lowerreg | 500 | 0 | 1510 | 45 | 90
Snowy Hydro Limited | Murray Power Station | VIC1 | MURRAY | Raise5min | 500 | 0 | 1510 | 90 | 45
Snowy Hydro Limited | Murray Power Station | VIC1 | MURRAY | Raise60sec | 250 | 0 | 1510 | 90 | 45
Snowy Hydro Limited | Murray Power Station | VIC1 | MURRAY | Raise6sec | 40 | 0 | 1510 | 90 | 45
Snowy Hydro Limited | Murray Power Station | VIC1 | MURRAY | Raisereg | 500 | 0 | 1510 | 90 | 45
Snowy Hydro Limited | Tumut 3 Power Station | NSW1 | TUMUT3 | Lower5min | 500 | 0 | 1500 | 45 | 90
Snowy Hydro Limited | Tumut 3 Power Station | NSW1 | TUMUT3 | Lower60sec | 500 | 0 | 1500 | 45 | 90
Snowy Hydro Limited | Tumut 3 Power Station | NSW1 | TUMUT3 | Lower6sec | 40 | 0 | 1500 | 45 | 90
Snowy Hydro Limited | Tumut 3 Power Station | NSW1 | TUMUT3 | Lowerreg | 500 | 0 | 1500 | 45 | 90
Snowy Hydro Limited | Tumut 3 Power Station | NSW1 | TUMUT3 | Raise5min | 500 | 0 | 1500 | 90 | 45
Snowy Hydro Limited | Tumut 3 Power Station | NSW1 | TUMUT3 | Raise60sec | 250 | 0 | 1500 | 90 | 45
Snowy Hydro Limited | Tumut 3 Power Station | NSW1 | TUMUT3 | Raise6sec | 40 | 0 | 1500 | 90 | 45
Snowy Hydro Limited | Tumut 3 Power Station | NSW1 | TUMUT3 | Raisereg | 500 | 0 | 1500 | 90 | 45
Snowy Hydro Limited | Tumut 3 Pumps | NSW1 | SNOWYP | Lower5min | 200 | 0 | 600 | 90 | 45
Snowy Hydro Limited | Tumut 3 Pumps | NSW1 | SNOWYP | Raise5min | 600 | 0 | 1200 | 53 | 90
Snowy Hydro Limited | Tumut 3 Pumps | NSW1 | SNOWYP | Raise60sec | 1200 | 0 | 1200 | 53 | 90
Snowy Hydro Limited | Tumut 3 Pumps | NSW1 | SNOWYP | Raise6sec | 800 | 0 | 1200 | 53 | 90
Snowy Hydro Limited | Tumut Power Station | NSW1 | UPPTUMUT | Lower5min | 250 | 0 | 665 | 45 | 90
Snowy Hydro Limited | Tumut Power Station | NSW1 | UPPTUMUT | Lower60sec | 250 | 0 | 665 | 45 | 90
Snowy Hydro Limited | Tumut Power Station | NSW1 | UPPTUMUT | Lower6sec | 20 | 0 | 665 | 45 | 90
Snowy Hydro Limited | Tumut Power Station | NSW1 | UPPTUMUT | Lowerreg | 250 | 0 | 665 | 45 | 90
Snowy Hydro Limited | Tumut Power Station | NSW1 | UPPTUMUT | Raise5min | 250 | 0 | 665 | 90 | 45
Snowy Hydro Limited | Tumut Power Station | NSW1 | UPPTUMUT | Raise60sec | 125 | 0 | 665 | 90 | 45
Snowy Hydro Limited | Tumut Power Station | NSW1 | UPPTUMUT | Raise6sec | 20 | 0 | 665 | 90 | 45
Snowy Hydro Limited | Tumut Power Station | NSW1 | UPPTUMUT | Raisereg | 250 | 0 | 665 | 90 | 45
Stanwell Corporation Limited | Mackay Gas Turbine | QLD1 | MACKAYGT | Raise5min | 34 | 0 | 34 | 90 | 45
Stanwell Corporation Limited | Stanwell Power Station | QLD1 | STAN-1 | Lower5min | 350 | 0 | 350 | 45 | 90
Stanwell Corporation Limited | Stanwell Power Station | QLD1 | STAN-1 | Lower60sec | 70 | 140 | 385 | 45 | 90
Stanwell Corporation Limited | Stanwell Power Station | QLD1 | STAN-1 | Lower6sec | 70 | 140 | 385 | 45 | 90
Stanwell Corporation Limited | Stanwell Power Station | QLD1 | STAN-1 | Lowerreg | 30 | 140 | 385 | 45 | 90
Stanwell Corporation Limited | Stanwell Power Station | QLD1 | STAN-1 | Raise60sec | 70 | 0 | 360 | 90 | 45
Stanwell Corporation Limited | Stanwell Power Station | QLD1 | STAN-1 | Raise6sec | 70 | 0 | 360 | 90 | 45
Stanwell Corporation Limited | Stanwell Power Station | QLD1 | STAN-1 | Raisereg | 30 | 0 | 385 | 90 | 45
Stanwell Corporation Limited | Stanwell Power Station | QLD1 | STAN-2 | Lower5min | 350 | 0 | 350 | 45 | 90
Stanwell Corporation Limited | Stanwell Power Station | QLD1 | STAN-2 | Lower60sec | 70 | 140 | 385 | 45 | 90
Stanwell Corporation Limited | Stanwell Power Station | QLD1 | STAN-2 | Lower6sec | 70 | 140 | 385 | 45 | 90
Stanwell Corporation Limited | Stanwell Power Station | QLD1 | STAN-2 | Lowerreg | 30 | 140 | 385 | 45 | 90
Stanwell Corporation Limited | Stanwell Power Station | QLD1 | STAN-2 | Raise60sec | 70 | 0 | 360 | 90 | 45
Stanwell Corporation Limited | Stanwell Power Station | QLD1 | STAN-2 | Raise6sec | 70 | 0 | 360 | 90 | 45
Stanwell Corporation Limited | Stanwell Power Station | QLD1 | STAN-2 | Raisereg | 30 | 0 | 360 | 90 | 45
Stanwell Corporation Limited | Stanwell Power Station | QLD1 | STAN-3 | Lower5min | 350 | 0 | 350 | 45 | 90
Stanwell Corporation Limited | Stanwell Power Station | QLD1 | STAN-3 | Lower60sec | 70 | 140 | 385 | 45 | 90
Stanwell Corporation Limited | Stanwell Power Station | QLD1 | STAN-3 | Lower6sec | 70 | 140 | 385 | 45 | 90
Stanwell Corporation Limited | Stanwell Power Station | QLD1 | STAN-3 | Lowerreg | 30 | 140 | 385 | 45 | 90
Stanwell Corporation Limited | Stanwell Power Station | QLD1 | STAN-3 | Raise60sec | 70 | 0 | 360 | 90 | 45
Stanwell Corporation Limited | Stanwell Power Station | QLD1 | STAN-3 | Raise6sec | 70 | 0 | 360 | 90 | 45
Stanwell Corporation Limited | Stanwell Power Station | QLD1 | STAN-3 | Raisereg | 30 | 0 | 385 | 90 | 45
Stanwell Corporation Limited | Stanwell Power Station | QLD1 | STAN-4 | Lower5min | 350 | 0 | 350 | 45 | 90
Stanwell Corporation Limited | Stanwell Power Station | QLD1 | STAN-4 | Lower60sec | 70 | 140 | 385 | 45 | 90
Stanwell Corporation Limited | Stanwell Power Station | QLD1 | STAN-4 | Lower6sec | 70 | 140 | 385 | 45 | 90
Stanwell Corporation Limited | Stanwell Power Station | QLD1 | STAN-4 | Lowerreg | 30 | 140 | 385 | 45 | 90
Stanwell Corporation Limited | Stanwell Power Station | QLD1 | STAN-4 | Raise60sec | 70 | 0 | 350 | 90 | 45
Stanwell Corporation Limited | Stanwell Power Station | QLD1 | STAN-4 | Raise6sec | 70 | 0 | 350 | 90 | 45
Stanwell Corporation Limited | Stanwell Power Station | QLD1 | STAN-4 | Raisereg | 30 | 0 | 385 | 90 | 45
Stanwell Corporation Limited | Swanbank B Power Station & Swanbank E Gas Turbine | QLD1 | SWAN_E | Lower60sec | 50 | 150 | 385 | 90 | 90
Stanwell Corporation Limited | Swanbank B Power Station & Swanbank E Gas Turbine | QLD1 | SWAN_E | Lowerreg | 57 | 145 | 385 | 45 | 90
Stanwell Corporation Limited | Swanbank B Power Station & Swanbank E Gas Turbine | QLD1 | SWAN_E | Raise60sec | 50 | 150 | 385 | 90 | 30
Stanwell Corporation Limited | Swanbank B Power Station & Swanbank E Gas Turbine | QLD1 | SWAN_E | Raisereg | 57 | 145 | 385 | 90 | 45
Stanwell Corporation Limited | Tarong Power Station | QLD1 | TARONG#1 | Lower5min | 385 | 0 | 385 | 45 | 90
Stanwell Corporation Limited | Tarong Power Station | QLD1 | TARONG#1 | Lower60sec | 35 | 140 | 385 | 45 | 90
Stanwell Corporation Limited | Tarong Power Station | QLD1 | TARONG#1 | Lower6sec | 20 | 140 | 385 | 45 | 90
Stanwell Corporation Limited | Tarong Power Station | QLD1 | TARONG#1 | Lowerreg | 25 | 140 | 385 | 45 | 90
Stanwell Corporation Limited | Tarong Power Station | QLD1 | TARONG#1 | Raise5min | 20 | 140 | 360 | 90 | 45
Stanwell Corporation Limited | Tarong Power Station | QLD1 | TARONG#1 | Raise60sec | 35 | 140 | 385 | 90 | 45
Stanwell Corporation Limited | Tarong Power Station | QLD1 | TARONG#1 | Raise6sec | 20 | 140 | 385 | 90 | 45
Stanwell Corporation Limited | Tarong Power Station | QLD1 | TARONG#1 | Raisereg | 18 | 140 | 385 | 90 | 45
Stanwell Corporation Limited | Tarong Power Station | QLD1 | TARONG#2 | Lower5min | 385 | 0 | 385 | 45 | 90
Stanwell Corporation Limited | Tarong Power Station | QLD1 | TARONG#2 | Lower60sec | 35 | 140 | 385 | 45 | 90
Stanwell Corporation Limited | Tarong Power Station | QLD1 | TARONG#2 | Lower6sec | 20 | 140 | 385 | 45 | 90
Stanwell Corporation Limited | Tarong Power Station | QLD1 | TARONG#2 | Lowerreg | 25 | 140 | 385 | 45 | 90
Stanwell Corporation Limited | Tarong Power Station | QLD1 | TARONG#2 | Raise5min | 20 | 140 | 360 | 90 | 45
Stanwell Corporation Limited | Tarong Power Station | QLD1 | TARONG#2 | Raise60sec | 35 | 140 | 385 | 90 | 45
Stanwell Corporation Limited | Tarong Power Station | QLD1 | TARONG#2 | Raise6sec | 20 | 140 | 385 | 90 | 45
Stanwell Corporation Limited | Tarong Power Station | QLD1 | TARONG#2 | Raisereg | 18 | 140 | 385 | 90 | 45
Stanwell Corporation Limited | Tarong Power Station | QLD1 | TARONG#3 | Lower5min | 385 | 0 | 385 | 45 | 90
Stanwell Corporation Limited | Tarong Power Station | QLD1 | TARONG#3 | Lower60sec | 35 | 140 | 385 | 45 | 90
Stanwell Corporation Limited | Tarong Power Station | QLD1 | TARONG#3 | Lower6sec | 20 | 140 | 385 | 45 | 90
Stanwell Corporation Limited | Tarong Power Station | QLD1 | TARONG#3 | Lowerreg | 25 | 140 | 385 | 45 | 90
Stanwell Corporation Limited | Tarong Power Station | QLD1 | TARONG#3 | Raise5min | 20 | 140 | 360 | 90 | 45
Stanwell Corporation Limited | Tarong Power Station | QLD1 | TARONG#3 | Raise60sec | 35 | 140 | 385 | 90 | 45
Stanwell Corporation Limited | Tarong Power Station | QLD1 | TARONG#3 | Raise6sec | 20 | 140 | 385 | 90 | 45
Stanwell Corporation Limited | Tarong Power Station | QLD1 | TARONG#3 | Raisereg | 18 | 140 | 385 | 90 | 45
Stanwell Corporation Limited | Tarong Power Station | QLD1 | TARONG#4 | Lower5min | 385 | 0 | 385 | 45 | 90
Stanwell Corporation Limited | Tarong Power Station | QLD1 | TARONG#4 | Lower60sec | 35 | 140 | 385 | 45 | 90
Stanwell Corporation Limited | Tarong Power Station | QLD1 | TARONG#4 | Lower6sec | 20 | 140 | 385 | 45 | 90
Stanwell Corporation Limited | Tarong Power Station | QLD1 | TARONG#4 | Lowerreg | 25 | 140 | 385 | 45 | 90
Stanwell Corporation Limited | Tarong Power Station | QLD1 | TARONG#4 | Raise5min | 20 | 140 | 360 | 90 | 45
Stanwell Corporation Limited | Tarong Power Station | QLD1 | TARONG#4 | Raise60sec | 35 | 140 | 385 | 90 | 45
Stanwell Corporation Limited | Tarong Power Station | QLD1 | TARONG#4 | Raise6sec | 20 | 140 | 385 | 90 | 45
Stanwell Corporation Limited | Tarong Power Station | QLD1 | TARONG#4 | Raisereg | 18 | 140 | 385 | 90 | 45
Key to Abbreviations appearing in the above Table
DUID: Dispatchable Unit ID
Max Cap: Maximum Capacity
Min Enablement Level: Minumum Enablement Level
Max Enablement Level: Max Enablement Level
Max Lower Angle: Maximum Lower Angle
Max Upper Angle: Maximum Upper Angle

## Exemption - small generation
COMPANY | ABN | GENERATING SYSTEM | BASIS OF APPLICATION FOR EXEMPTION FROM REGISTRATION
Alfred Health | 27 318 956 319 | The Alfred Hospital Unit 1 | Small generating system - nameplate rating exceeds 5 MW, but is less than 30 MW; and exports less than 20 GWh in any 12-month period.
Australia Pacific Airports (Melbourne) Pty Limited | 62 076 999 114 | Melbourne Airport Tri-gen, units 1-4 | Small generating system - nameplate rating exceeds 5 MW, but is less than 30 MW; and will not be able to export in excess of 20GWH.
Barwon Health | 45 877 249 165 | The Geelong Hospital Unit 1 | Small generating system - nameplate rating exceeds 5 MW, but is less than 30 MW; and exports less than 20 GWh in any 12-month period.
Benedict Recycling Pty Ltd | 71 123 156 507 | Benedict Recycling Waste to Energy Plant Unit 1 | Small generating system - nameplate rating exceeds 5 MW, but is less than 30 MW; and will not be capable of exporting more than 20 GWh in any 12-month period.
BHP Billiton Olympic Dam Limited | 99 007 835 761 | Olympic Dam | Clause 2.2.1(c) of the Rules – the primary purpose for which the relevant generating unit or generating units operate is local use and the sent out electricity rarely, if ever, exceeds 30MW
Blayney and Crookwell Windfarm Pty Ltd | 88 612 416 029 | Blayney Wind Farm Units 1 - 15 | Small generating system - nameplate rating exceeds 5MW, but is less than 30MW and exports less than 20 GWh in any 12 - month period
BlueScope Steel (AIS) Pty Ltd | 19 000 019 625 | Port Kembla Steel Works No.22 TA, No.21 TA, No.27 TAC and No.5TRT | Small generating system - nameplate rating exceeds 5 MW, but is less than 30 MW; and exports less than 20 GWh in any 12-month period.
Bundaberg Sugar Limited | 24 077 102 526 | Bingera Sugar Mill | Small generating system - nameplate rating exceeds 5 MW, but is less than 30 MW; and exports less than 20 GWh in any 12-month period.
Bundaberg Sugar Limited | 24 077 102 526 | Millaquin Sugar Mill Units 2 - 4 | Small generating system - nameplate rating exceeds 5 MW, but is less than 30 MW; and exports less than 20 GWh in any 12-month period.
Bulgana Wind Farm Pty Ltd | 29 162 201 569 | Bulgana Geren Power Hub, wind units 1-56 | Exemption - < 5 MW for Commissioning under clause 2.2.1(c), on the basis that less than 5 MW of generation will be connected to the network at all times while the exemption is in effect. This will expire no later than 17 October 2019.
Carbon Energy (Operations) Pty Ltd | 61 105 176 967 | Bloodwood Creek Power Stations Unit 1-3 | Small generating system - nameplate rating exceeds 5 MW, but is less than 30 MW; and exports less than 20 GWh in any 12-month period.
Como Glasshouse No2 Pty Ltd | 47 604 272 942 | Como Glasshouse No 2 | Small generating system - nameplate rating exceeds 5 MW, but is less than 30 MW; and exports less than 20 GWh in any 12-month period.
Dept of Health QLD(T/A Lady Cilento Children's Hospital) | 66 329 169 412 | Queensland Children's Hospital Energy Plant Units 1-6 | Small generating system - nameplate rating exceeds 5 MW, but is less thatn 30 MW and exports less than 20 GWh in any 12 month period.
Dunblane Solar Pty Ltd | 36 619 008 418 | Dunblane Solar Farm Unit 1-4 | Small generating system - nameplate rating exceeds 5 MW, but is less than 30 MW; and exports less than 20 GWh in any 12-month period.
EarthPower Technologies Sydney Pty Ltd | 71 085 528 427 | EarthPower Biomass Plant Units 1-3 | Small generating system - a combined nameplate rating of less than 5 MW
Flagstaff Enterprises Pty Ltd | 59 625 801 112 | Baroota Solar Farm | Small generating system - nameplate rating exceeds 5 MW, but is less than 30 MW; and exports less than 20 GWh in any 12-month period.
Glencore Coal (NSW) Pty Ltd | 18 097 523 058 | Beltana - CSG Power Station Units 1 - 3 | Small generating system - nameplate rating exceeds 5 MW, but is less than 30 MW; and exports less than 20 GWh in any 12-month period.
GridX Power Pty Ltd | 22 100 209 354 | GridX Qantas Trigeneration Plant | Small generating system - nameplate rating exceeds 5 MW, but is less than 30 MW; and exports less than 20 GWh in any 12-month period.; and sent out generation is purchased in its entirety by the local retailer or by a customer at the same connection point
Hydro- Electric Corporation | 48 072 377 158 | Upper Lake Margaret Power Station and Lower Lake Margaret Power Station | Small generating system - nameplate rating exceeds 5 MW, but is less than 30 MW; and the facility is subject to extenuating circumstances.
Kennedy Energy Park Pty Ltd | 81 605 095 298 | Kennedy Energy Park | Exemption - < 5 MW for Commissioning under clause 2.2.1(c), on the basis that less than 5 MW of generation will be connected to the network at all times while the exemption is in effect. This will expire no later than 17 October 2019.
Kimberly-Clark Australia Limited | 65 000 032 333 | KCA Millicent Mill Co-generation Facility Unit 1 | Small generating system - nameplate rating exceeds 5 MW, but is less than 30 MW; and exports less than 20 GWh in any 12-month period.
Lakeland Solar & Storage Pty Limited | 86 606 530 198 | Lakeland Solar & Storage Units 1-12 | Small generating system - nameplate rating exceeds 5 MW, but is less than 30 MW; and exports less than 20 GWh in any 12-month period.
Lal Lal Wind Farms Nom Co Pty Ltd | 37 625 768 774 | Elaine Wind Farm Units 1-22 | Exemption - < 5 MW for Commissioning under clause 2.2.1(c), on the basis that less than 5 MW of generation will be connected to the network at all times while the exemption is in effect. This will expire no later than 6 November 2019.
Limondale Sun Farm Pty Ltd | 66 617 558 728 | Limondale Solar Farm 2 Units 1-14 | Exemption - < 5 MW for Commissioning under clause 2.2.1(c), on the basis that less than 5 MW of generation will be connected to the network at all times while the exemption is in effect. This will expire no later than 4 November 2019.
Mackay Sugar Limited | 12 057 463 671 | Farleigh Mill Unit 1- 4 | Small generating system - nameplate rating exceeds 5 MW, but is less than 30 MW; and exports less than 20 GWh in any 12-month period.
Mackay Sugar Limited | 12 057 463 671 | Marian Mill Units 1-3 | Small generating system - nameplate rating exceeds 5 MW, but is less than 30 MW; and exports less than 20 GWh in any 12-month period.
Mackay Sugar Limited | 12 057 463 671 | Mossman Central Mill Power Station | Small generating system - nameplate rating exceeds 5 MW, but is less than 30 MW; and exports less than 20 GWh in any 12-month period.
Melbourne Health | 73 802 706 972 | The Royal Melbourne Units 1-2 | Small generating system - nameplate rating exceeds 5 MW, but is less than 30 MW; and exports less than 20 GWh in any 12-month period.
Melbourne Water Corporation | 81 945 386 953 | Thompson River Dam Hydro Generator Unit 1 | Small generating system - nameplate rating exceeds 5 MW, but is less than 30 MW; and exports less than 20 GWh in any 12-month period.
Melbourne Water Corporation | 81 945 386 953 | Winneke Treatment Plant Solar Farm | Small generating system - nameplate rating exceeds 5 MW, but is less than 30 MW; and exports less than 20 GWh in any 12-month period.
Melbourne Water Corporation | 81 945 386 953 | Eastern Treatment Plant Solar Farm | Small generating system - nameplate rating exceeds 5 MW, but is less than 30 MW; and exports less than 20 GWh in any 12-month period.
Momentum Energy Pty Limited | 42 100 569 159 | St Vincent's Hospital Unit 1 | Small generating systems - nameplate ratings exceeds 5 MW, but is less than 30 MW; and exports less than 20 GWh in any 12-month period.
Momentum Energy Pty Limited | 42 100 569 159 | The Dandenong Hospital, Unit 1 | Small generating systems - nameplate ratings exceeds 5 MW, but is less than 30 MW; and exports less than 20 GWh in any 12-month period.
Momentum Energy Pty Limited | 42 100 569 159 | The Alfred Hospital Unit 1 | Small generating systems - nameplate ratings exceeds 5 MW, but is less than 30 MW; and exports less than 20 GWh in any 12-month period.
Momentum Energy Pty Limited | 42 100 569 159 | The Geelong Hospital Unit 1 | Small generating systems - nameplate ratings exceeds 5 MW, but is less than 30 MW; and exports less than 20 GWh in any 12-month period.
Momentum Energy Pty Limited | 42 100 569 159 | The Royal Melbourne Unit 1 | Small generating systems - nameplate ratings exceeds 5 MW, but is less than 30 MW; and exports less than 20 GWh in any 12-month period.
Momentum Energy Pty Limited | 42 100 569 159 | The Royal Melbourne Unit 2 | Small generating systems - nameplate ratings exceeds 5 MW, but is less than 30 MW; and exports less than 20 GWh in any 12-month period.
Monash Health | 82 142 080 338 | The Dandenong Hospital, Unit 1 | Small generating systems - nameplate ratings exceeds 5 MW, but is less than 30 MW; and exports less than 20 GWh in any 12-month period.
Mossman Central Mill Company Limited | 31 009 657 103 | Mossman Central Mill Power Station | Small generating system - nameplate rating exceeds 5 MW, but is less than 30 MW; and exports less than 20 GWh in any 12-month period.
MSF Sugar Pty Ltd | 11 009 658 708 | Maryborough Sugar Factory | Small generating system - nameplate rating exceeds 5 MW, but is less than 30 MW; and exports less than 20 GWh in any 12-month period.
MSF Sugar Pty Ltd | 11 009 658 708 | South Johnstone Sugar Mill Units 1-3 | Small generating system - nameplate rating exceeds 5 MW, but is less than 30 MW; and exports less than 20 GWh in any 12-month period.
MSF Sugar Pty Ltd | 11 009 658 708 | Tableland Sugar Mill | Small generating system - nameplate rating exceeds 5 MW, but is less than 30 MW; and exports less than 20 GWh in any 12-month period.
Newcastle City Council | 25 242 068 129 | Newcastle Council Summerhill Solar Farm | Small generating systems - nameplate ratings exceeds 5 MW, but is less than 30 MW; and exports less than 20 GWh in any 12-month period.
NEXTDC Limited | 35 143 582 521 | NEXTDC B2 Datacentre - Backup Generators, Units 1-6 | Small generating system - nameplate rating exceeds 5 MW, but is less than 30 MW; and exports less than 20 GWh in any 12-month period.
NEXTDC Limited | 35 143 582 521 | NEXTDC M1 Melbourne Facility Units 1-6 | Small generating system - nameplate rating exceeds 5 MW, but is less than 30 MW; and exports less than 20 GWh in any 12-month period.
NEXTDC Limited | 35 143 582 521 | NextDC S1 Plant units 1-13 | Small generating system - nameplate rating exceeds 5 MW, but is less than 30 MW; and exports less than 20 GWh in any 12-month period.
OneSteel Manufacturing Pty Ltd | 42 004 651 325 | Whyalla Steelworks Units 1-5 | Small generating system - nameplate rating exceeds 5 MW, and exports less than 20 GWh in any 12-month period.
OneSun Capital 10MW Operating Pty Ltd | 75 159 029 017 | Williamsdale Solar Farm 1 | Small generating system - nameplate rating exceeds 5 MW, and exports less than 20 GWh in any 12-month period.
OZ Mineral Prominent Hill Operations Pty Ltd | 63 091 546 691 | Oxiana Prominent Hill Standby Power Station Units 1 - 5 | Small generating system - nameplate rating exceeds 5 MW, but is less than 30 MW; and exports less than 20 GWh in any 12-month period.
Perilya Broken Hill Ltd | 46 099 761 289 | Broken Hill Mine Gas Turbine Unit 1 | Small generating system - nameplate rating exceeds 5 MW, but is less than 30 MW; and exports less than 20 GWh in any 12-month period.
Photon Energy Engineering Australia Pty Ltd | 71 159 386 295 | Fivebough Solar Farm 1 | Small generating system - a nameplate rating of less than 5 MW
Photon Energy Engineering Australia Pty Ltd | 71 159 386 295 | Fivebough Solar Farm 2 | Small generating system - a nameplate rating of less than 5 MW
Pirie Solar Farm Pty Ltd | 77 624 758 425 | Pirie Solar Farm Units 1-2 | Small generating system - nameplate rating exceeds 5 MW, but is less than 30 MW; and exports less than 20 GWh in any 12-month period.
Qenos Pty Ltd | 62 054 196 771 | Qenos Altona Co-Generation Facility Unit 1 | Small generating system - nameplate rating exceeds 5 MW, but is less than 30 MW; and exports less than 20 GWh in any 12-month period.; and sent out generation is purchased in its entirety by the local retailer or by a customer at the same connection point
Queensland Nickel Pty Ltd | 85 009 842 068 | Yabulu Refinery Units 1 - 4 | Does not deliberately export electricity. Any temporary export as a result of lost plant load would be negligible.
Robinvale Project Pty Ltd (ACN 624249234) as The Trustee for Robinvale Project Unit Trust | 47 410 937 028 | Robinvale Solar Farm - Units 1-178 | Small generating system - nameplate rating exceeds 5 MW, but is less than 30 MW; and exports less than 20 GWh in any 12-month period.
Simplot Australia Pty Ltd | 98 070 579 609 | Simplot Ulverstone Cogeneration Faciity | Small generating system - nameplate rating exceeds 5 MW, but is less than 30 MW; and exports less than 20 GWh in any 12-month period.
Solar PowerStations Victoria Pty Ltd | 93 600 588 949 | Swan Hill Solar Farm 1 Unit 1 | Small generating system - nameplate rating exceeds 5 MW, but is less than 30 MW; and exports less than 20 GWh in any 12-month period.
Solar PowerStations Victoria Pty Ltd | 93 600 588 949 | Swan Hill Solar Farm 2 Unit 1 | Small generating system - nameplate rating exceeds 5 MW, but is less than 30 MW; and exports less than 20 GWh in any 12-month period.
Spotless Services Pty Ltd | 83 072 293 880 | Sushine Coast University Public Hospital | Small generating system - nameplate rating exceeds 5 MW, but is less than 30 MW; and exports less than 20 GWh in any 12-month period.
St Vincent's Hospital (Melbourne) Limited | 22 052 110 755 | St Vincent's Hospital Unit 1 | Small generating system - nameplate rating exceeds 5 MW, but is less than 30 MW; and exports less than 20 GWh in any 12-month period.
Sun Metals corporation Litd | 97 074 241 982 | Zinc Refinery Unit 1 | Small generating system - nameplate rating exceeds 5 MW, but is less than 30 MW; and exports less than 20 GWh in any 12-month period.
Sunraysia Solar Project Pty Ltd (ACN 612 072 536) as trustee of Sunraysia Solar Project Trust | 86 116 311 664 | Sunraysia Solar Farm | Exemption - < 5 MW for Commissioning under clause 2.2.1(c), on the basis that less than 5 MW of generation will be connected to the network at all times while the exemption is in effect. This will expire no later than 12 November 2019.
Tasmanian Electro Metallurgical Company Pty Ltd | 23 004 456 035 | Energy Recover Unit, Temco Road | Small generating system - nameplate rating exceeds 5 MW, but is less than 30 MW; and exports less than 20 GWh in any 12-month period.
Telstra Corporation Limited | 33 051 775 556 | Telstra Clayton Data Centre - New Data Centre Units 1-8 | Small generating system - nameplate rating exceeds 5 MW, but is less than 30 MW; and exports less than 20 GWh in any 12-month period.
Telstra Corporation Limited | 33 051 775 556 | Telstra Clayton Data Centre - New Energy Centre Units 1-5 | Small generating system - nameplate rating exceeds 5 MW, but is less than 30 MW; and exports less than 20 GWh in any 12-month period.
The Trustee for Sustainable Energy Infrastructure Trust | 50 746 683 694 | Qenos Altona Co-Generation Facility Unit 1 | Small generating system - nameplate rating exceeds 5 MW, but is less than 30 MW; and exports less than 20 GWh in any 12-month period.
The Trustee for Sustainable Energy Infrastructure Trust | 50 746 683 694 | Werribee Western Treatment Plant Melbourne Water Unit 1 - 9 | Small generating system - nameplate rating exceeds 5 MW, but is less than 30 MW; and exports less than 20 GWh in any 12-month period.
Townsville Hospital and Health Service | 86 747 187 217 | Townsville Hospital Emergency Generators Units 1-6 | Small generating system - nameplate rating exceeds 5 MW, but is less than 30 MW; and exports less than 20 GWh in any 12-month period.
TrustPower Australia Holdings Pty Ltd | 15 101 038 331 | Snowtown Wind Farm’s S95 Prototype Turbine | S95 Prototype Turbine is a small generating system
Tully Sugar Ltd | 92 011 030 256 | Tully Sugar Mill Unit 1 - 5 | Small generating system - nameplate rating exceeds 5 MW, but is less than 30 MW;
Visy Pulp and Paper Pty Ltd | 30 086 513 144 | Tumut Mill Generating Unit 1 | Extenuating circumstances - no capability of exporting to a transmission or distribution sytem in excess of 5MW
Visy Pulp and Paper Pty Ltd | 30 086 513 144 | Tumut Mill Generating Unit 2 | Small generating system - nameplate rating exceeds 5 MW, but is less than 30 MW; and exports less than 20 GWh in any 12-month period.
Wilmar Sugar (Prosperine) Pty Ltd | 49 098 999 994 | Proserpine Sugar Mill Units 1-3 | Small generating system - nameplate rating exceeds 5 MW, but is less than 30 MW; and exports less than 20 GWh in any 12-month period.
Wilmar Sugar Australia Limited | 47 098 999 985 | Inkerman Mill Units 1-2 | Small generating system - nameplate rating exceeds 5 MW, but is less than 30 MW; and exports less than 20 GWh in any 12-month period.
Wilmar Sugar Australia Limited | 47 098 999 985 | Kalamia Mill Unit 1 | Small generating system - nameplate rating exceeds 5 MW, but is less than 30 MW; and exports less than 20 GWh in any 12-month period.
Wilmar Sugar Australia Limited | 47 098 999 985 | Macknade Mill Units 1-2 | Small generating system - nameplate rating exceeds 5 MW, but is less than 30 MW; and exports less than 20 GWh in any 12-month period.
Wilmar Sugar Australia Limited | 47 098 999 985 | Plane Creek Mill Units 1-2 | Small generating system - nameplate rating exceeds 5 MW, but is less than 30 MW; and exports less than 20 GWh in any 12-month period.
Woolworths Group Limited | 80 000 014 675 | Melbourne South Regional Distribution Center, 1MW Solar and 4.8MW Uninterruptible Power Supply batteries | Small generating system - nameplate rating exceeds 5 MW, but is less than 30 MW; and exports less than 20 GWh in any 12-month period.
Yurika Pty Ltd | 100 214 131 | Bromelton Generating System Unit 1 - 15 | Small generating system - nameplate rating exceeds 5 MW, but is less than 30 MW; and exports less than 20 GWh in any 12-month period.

## Exemption - Intermediary
Company | Participant Category | Facility | Intermediary | Effective Date
Adani Renewable Asset Holdings Pty Ltd (ABN 96 620 876 100) | Generator | Rugby Run Solar Farm, Units 1-25 | Braemar Power Project Pty Ltd (ABN 54 113 386 600) | 2019-05-28
Adani Rugby Run Pty Ltd (ACN 620 965 755) as Trustee for the Adani Rugby Run Trust (ABN 15 181 730 931) | Generator | Rugby Run Solar Farm, Units 1-25 | Braemar Power Project Pty Ltd (ABN 54 113 386 600) | 2019-05-28
AETV Pty Ltd | Generator | Bell Bay Three Power Station: Bell Bay Three Units 1-3 and Tamar Valley Peaking Plant Unit 1 | Hydro-Electric Corporation, trading as Hydro Tasmania, (ABN 48 072 377 158) | 2019-10-10
AETV Pty Ltd | Generator | Tamar Valley Combined Cycle Power Station: Units 1-2 | Hydro-Electric Corporation, trading as Hydro Tasmania, (ABN 48 072 377 158) | 2019-10-10
AGL Barker Inlet Pty Ltd (ABN 37 622 351 660) | Generator | Barker Inlet Power Station Units 1-12 | AGL SA Generation Pty Ltd (ABN 84 081 074 204) | 2019-10-15
AGL Energy Limited (ABN 74 115 061 375) | Generator | Townsville Power Station Units 1-2 | AGL Hydro Partnership (ABN 86 076 691 481) | 2009-03-23
AGL Energy Services (Queensland) Pty Ltd (ABN 80 104 759 417) | Generator | Suncoast Gold Macadamias Unit 1 | AGL Hydro Partnership (ABN 86 076 691 481) | 19 March 2010 - 31 March 2010
AGL Energy Services Pty Ltd (ABN 57 074 821 720) | Generator | Isis Central Sugar Mill Co-Generation Plant Unit 1 | AGL Hydro Partnership (ABN 86 076 691 481) | 2010-04-01
AGL Energy Services Pty Ltd (ABN 57 074 821 720) | Generator | Moranbah Generation Project Unit 1 | AGL Hydro Partnership (ABN 86 076 691 481) | 2010-04-01
AGL Energy Services Pty Ltd (ABN 57 074 821 720) | Generator | Suncoast Gold Macadamias Unit 1 | AGL Hydro Partnership (ABN 86 076 691 481) | 2010-04-01
AGL Hydro Partnership (86 076 691 481) | Generator | Hallett Hill Wind Farm Units 1 to 34 | AGL SA Generation Pty Limited (84 081 074 204) | 2017-06-29
AGL Hydro Partnership (86 076 691 481) | Generator | Wattle Point Wind Farm Units 1 to 55 | AGL SA Generation Pty Limited (84 081 074 204) | 2017-06-29
AGL Hydro Partnership (ABN 86 076 691 481) | Generator | Coopers Gap Wind Farm, Units 1–123 | AGL PARF Qld Pty Limited (ABN 94 619 439 226) | 2019-06-04
AGL Hydro Partnership (ABN 86 076 691 481) | Generator | North Brown Hill Wind Farm units 1 - 63 | AGL SA Generation Pty Limited (ABN 84081074204) | 2017-07-18
AGL Loy Yang Pty Ltd (ABN 62 077 985 758) | Generator | Loy Yang A Power Station | AGL Loy Yang Marketing Pty Ltd (ABN 19 105 758 316) | 2004-04-02
AGL LYP 1 Pty Ltd Pty Ltd (ABN 36 078 121 187) | Generator | Loy Yang A Power Station | AGL Loy Yang Marketing Pty Ltd (ABN 19 105 758 316) | 2004-04-02
AGL LYP 14 B.V. (ABN 55 073 074 530) | Generator | Loy Yang A Power Station | AGL Loy Yang Marketing Pty Ltd (ABN 19 105 758 316) | 2004-04-02
AGL LYP 2 Pty Ltd (ARBN 078 377 572) | Generator | Loy Yang A Power Station | AGL Loy Yang Marketing Pty Ltd (ABN 19 105 758 316) | 2004-04-02
AGL LYP 3 Pty Ltd(ARBN 078 377 527) | Generator | Loy Yang A Power Station | AGL Loy Yang Marketing Pty Ltd (ABN 19 105 758 316) | 2004-04-02
AGL Power Generation (VIC) Pty Ltd | Generator | Somerton Power Station | AGL Hydro Partnership (ABN 86 076 691 481) | 2001-12-12
AGL Southern Hydro (NSW) Pty Limited (ABN 73 056 452 601) | Generator | Burrendong Hydro Power Station | AGL Hydro Partnership (ABN 86 076 691 481) | 2012-12-07
AGL Southern Hydro (NSW) Pty Limited (ABN 73 056 452 601) | Generator | Copeton Hydro Power Station | AGL Hydro Partnership (ABN 86 076 691 481) | 2012-12-24
AGL Southern Hydro (NSW) Pty Limited (ABN 73 056 452 601) | Generator | Glenbawn Hydro Power Station | AGL Hydro Partnership (ABN 86 076 691 481) | 2012-12-24
AGL Southern Hydro (NSW) Pty Limited (ABN 73 056 452 601) | Generator | Pindari Hydro Power Station | AGL Hydro Partnership (ABN 86 076 691 481) | 2006-08-25
AGL Southern Hydro (NSW) Pty Limited (ABN 73 056 452 601) | Generator | Yarrawonga Hydro Power Station Units 1-2 | AGL Hydro Partnership (ABN 86 076 691 481) | 2013-07-01
Alinta DEBO (ABN 66 079 246 423) | Generator | Bairnsdale Power Station | Aurora Energy (Tamar Valley) Pty Ltd (ABN 70 083 050 168) | 2009-03-30
Alinta DEBP Pty Ltd (ABN 85 075 067 702) | Generator | Bairnsdale Power Station | Aurora Energy (Tamar Valley) Pty Ltd (ABN 70 083 050 168) | 2009-03-30
Alinta DVP Pty Ltd (A.C.N. 083 051 978) | Generator | Bairnsdale Power Station | Aurora Energy (Tamar Valley) Pty Ltd (ABN 70 083 050 168) | 2009-03-30
Alinta Network Services Pty Ltd (ABN 52 104 352 650) | Network Service Provider | The distribution fixed assets and distribution system as defined in United Energy Distribution Pty Ltd’s Victorian electricity distribution licence. | United Energy Distribution Pty Ltd (ABN 70 064 651 029) | 2004-04-14
APA Operations (EII) Pty Limited (69 134 460 496) | Generator | Daandine Power Station units 1-11 | Arrow Energy Trading Pty Ltd (ABN 68 139 053 133) | 2015-07-01
APT Petroleum Pipelines Holdings Pty Ltd (92 009 738 489) | Generator | Daandine Power Station Units 1-11 | Arrow Energy Trading Pty Ltd (ABN 68 139 053 133) | 2015-07-01
Arrow Energy Trading Pty Ltd (ABN 68 139 053 133) | Generator | Braemar 2 Power Station Units 5-7 | NewGen Braemar 2 Partnership (ERM Braemar 2 Pty Ltd (ABN 63 127 500 949)and Arrow (Southern Generation) Pty Ltd (BN 51 128 813 490) trading as) | 2011-07-04
AusNet Transmission Group Pty Ltd (ABN 78 079 798 173) | Generator | Ballarat Battery Energy Storage System Units 1-17 | EnergyAustralia Pty Ltd (99 086 014 968) | 2018-11-06
Australia and New Zealand Banking Group Limited (ABN 11 005 357 522) | Generator | Murra Warra Farm, Units 1-61 | Telstra Energy (Generation) Pty Ltd (ABN 32 613 554 233) | 2019-03-19
AWF Prop Co 2 Pty Ltd as trustee for AWF Prop Trust 2 (ABN 61 446 383 749) | Generator | Ararat Wind Farm, Units 1–75 | Ararat Wind Farm Pty Ltd (ABN 86 158 062 358) | 2019-01-31
Bald Hills Wind Farm Pty Ltd (ABN 13 117 264 712) | Generator | Bald Hills Wind Farm Units 1-52 | Alinta Energy Retail Sales Pty Ltd (ABN 22 149 658 300) | 2015-01-29
Ballarat Health Services | Generator | Ballarat Base Hospital Units 1-2 | Energy Response Pty Ltd (Trading as Energy Response) (ABN 49 104 710 278) | 2008-12-23
Barcaldine Remote Community Solar Farm Pty Ltd | Generator | Barcaldine Solar Farm, Units 1-2 | Diamond Energy Pty Ltd (ABN 97 107 516 334) | 2017-12-29
BayWa R.E Solar Projects Pty Ltd (ABN 27 618 779 623) | Generator | Karadoc Solar Farm, Units 1-38 | Iraak Sun Farm Pty Ltd (ABN 38 611 727 774) | 2018-10-09
BayWa r.e. Solar Project Pty Ltd | Generator | Hughenden Solar Farm | Hughenden Solar Pty Limited as trustee for Hughenden Solar Trust (49 156 463 317) | 2018-01-25
Beak Industries Pty Ltd (ABN 22 009 535 184) | Generator | Sunshine Energy Park | Energex Retail Pty Ltd (ABN 97 078 848 549) | 2002-01-04
BHP Billiton Petroleum (Bass Strait) Pty Ltd (ABN 29 004 228 004) | Generator | Longford Plant | Origin Energy Electricity Limited (ABN 33 071 052 287) | 2014-02-11
Biosar Australia Pty Ltd (ABN 55 620 817 665) | Generator | Childers Solar Farm, Units 1-37 | Childers Solar Pty Ltd (ACN 623 279 664) as the Trustee for the Childers Solar Trust (80 434 756 620) | 2019-01-25
Biosar Australia Pty Ltd (ABN 55 620 817 665) | Generator | Susan River Solar Farm, Units 1-49 | Susan River Solar Pty Ltd ATF Susan River Solar Trust (ABN 75 778 423 009) | 2018-12-17
Boral Energy Power Limited (A.C.N. 008 289 398) | Generator | Ladbroke Grove Power Station | Origin Energy Electricity Limited (ABN 33 071 052 287) | 1999-11-17
Brown Hill Pty Ltd (ABN 96 110 080 325) | Generator | Hallett Wind Farm Units 1-45 | AGL Hydro Partnership (ABN 86 076 691 481) | 2007-12-19
Bungala One Operations Pty Ltd as the Trustee for the Bungala One Operations Trust (ABN 65 449 871 039) | Generator | Bungala One Solar Farm, Units 1-54 | Origin Energy Uranquinty Power Pty Ltd (ABN 26 120 384 938) | 2018-05-01
Bungala Two Operations Pty Ltd as trustee for The Bungala Two Operations Trust (ABN 77 292 664 630) | Generator | Bungala Two Solar Farm, Units 1-54 | Origin Energy Uranquity Power Pty Limited (ABN 26 120 384 938) | 2018-07-31
Callide Energy Pty Ltd (A.C.N. 082 468 746) | Generator | Callide Power Plant | Callide Power Trading Pty Ltd (ABN 80 082 468 719) | 2000-12-08
Canadian Solar O&M (Australia) Pty Ltd (ABN 31 620 225 809) | Generator | Finley Solar Farm, Units 1-99 | Finley Solar Farm Pty Ltd (ABN 89 616 527 621) as trustee for the Finley Solar Trust (ABN 63 656 675 511) | 2019-07-30
Capital East Solar Pty Ltd (ABN 77 159 005 973) | Generator | Capital East Solar Farm 1-4 Inverters | Infigin Energy Holdings Pty Limited | 2013-09-10
Chepstowe Wind Farm Pty Ltd (ABN 61 134 638 234) | Generator | Chepstowe Wind Farm Pty Ltd, Units 1-3 | AETV Pty Ltd (ABN 29 123 391 613) | 2018-10-11
Chinchilla Solar Pty Ltd (ABN 49 609 762 343) | Generator | Baking Board Solar Farm, Units 1-7 | Diamond Energy Pty Ltd (ABN 97 107 516 334) | 2018-09-11
CKI Utilities Development Limited (ARBN 090 718 880) | Network Service Provider | The distribution network which is the subject of the distribution licence issued under the Electricity Act 1996 (SA) | Utilities Management Pty Ltd (A.C.N. 090 664 878) | 2000-01-28
CKI Utilities Holdings Limited (ARBN 091 142 380) | Network Service Provider | The distribution network which is the subject of the distribution licence issued under the Electricity Act 1996 (SA) | Utilities Management Pty Ltd (A.C.N. 090 664 878) | 2000-01-28
CKI/HEI Utilities Distribution Limited (ARBN 091 143 038) | Network Service Provider | The distribution network which is the subject of the distribution licence issued under the Electricity Act 1996 (SA) | Utilities Management Pty Ltd (A.C.N. 090 664 878) | 2000-01-28
Clare Asset Co Pty Ltd as the Trustee for Clare Asset Trust (ABN 72 989 713 062) | Generator | Clare Solar Farm Stage 1, Units 1-69 | Clare Solar Farm Pty Ltd | 2018-02-14
Coca-Cola Amatil Limited (ABN 26 004 139 397) | Generator | Murra Warra Farm, Units 1-61 | Telstra Energy (Generation) Pty Ltd (ABN 32 613 554 233) | 2019-03-19
Cochrane Dam Pty Ltd (ABN 65 613 015 768) | Generator | Brown Mountain Power Station, Units 1-6 | Hydro Power Pty Limited (ABN 39 003 714 136) | 2016-08-03
Command Energy Pty Ltd (A.C.N. 002 141 068) | Generator | University of Western Sydney Co-Generation Facility. | AGL Electricity Limited (ABN 82 064 651 083) | 2000-04-12
Condamine Power Station Pty Ltd (ABN 76 121 868 273) | Generator | Condamine Power Station A unit 3 | QGC Sales Qld Pty Ltd (ABN 80 120 323 588) | 2009-10-22
Condamine Power Station Pty Ltd (ABN 76 121 868 273) | Generator | Condamine Power Station A units 1 & 2 | QGC Sales Qld Pty Ltd (ABN 80 120 323 588) | 2009-06-02
Contact Peaker Australia Pty Ltd (ABN 24 097 586 724) | Generator | Valley Power Peaking Facility Units 5 and 6. | Valley Power Pty Ltd (ABN 16 083 964 470) | 2002-11-13
Cullerin Range Wind Farm Pty Ltd (ABN 38 126 167 126) | Generator | Cullerin Range Wind Farm Units 1-15 | Origin Energy Electricity Limited (ABN 33 071 052 287) | 2009-05-21
CWP Asset Management Pty Ltd (ABN 41 143 399 179) | Generator | Sapphire Wind Farm Units 1-75 | The Trustee for the SWF1 Operations Trust (ABN 34 830 863 882) | 2017-12-05
CWP Renewables Pty Ltd (ABN 57 127 205 645) | Generator | Boco Rock Wind Farm Units 1-67 | Boco Rock Wind Farm Pty Ltd (ABN 49 137 886 750) | 2014-08-29
DDC Energy Services Pty Ltd | Generator | KRC Cogeneration Plant | AGL Sales (Queensland Electricity) Pty Ltd (ABN 66 078 875 902) | 2007-03-08
Delta Electricity Australia Pty Ltd (ABN 26 074 408 923) | Generator | Broadwater Power Station, Units 1 & 2 | Cape Byron Management Pty Ltd (ABN 26 165 320 445) | 2013-11-11
Delta Electricity Australia Pty Ltd (ABN 26 074 408 923) | Generator | Condong Power Station Unit 1 | Cape Byron Management Pty Ltd (ABN 26 165 320 445) | 2013-11-11
Diamond Energy Generation Pty Ltd (ABN 32 114 514 895) | Generator | Shepparton Wastewater Treatment Facility Unit 1 | Diamond Energy Pty Ltd (ABN 97 107 516 334) | 2008-11-27
Diamond Energy Generation Pty Ltd (ABN 32 114 514 895) | Generator | Tatura Biomass Generator Unit 1 | Diamond Energy Pty Ltd (ABN 97 107 516 334) | 2006-09-20
EarthPower Technologies Sydney Pty Ltd (ABN 71 085 528 427) | Generator | EarthPower Biomass Plant. | EnergyAustralia Pty Ltd (99 086 014 968) | 2017-03-21
Edify Energy Pty Ltd (ABN 85 606 684 995) | Generator | Daydream Solar Farm Units 1 to 61 | Daydream Solar Farm Pty Ltd as The Trustee For The Daydream Solar Farm Trust (ABN 94 334 622 922) | 2018-09-28
Edify Energy Pty Ltd (ABN 85 606 684 995) | Generator | Gannawarra Solar Farm Units 1-22 | Gannawarra Solar Farm Pty Ltd (ABN 33 615 736 895) | 2018-03-20
Edify Energy Pty Ltd (ABN 85 606 684 995) | Generator | Hamilton Solar Farm, Units 1-23 | Hamilton Solar Farm Pty Ltd (83 615 737 098) | 2018-05-29
Edify Energy Pty Ltd (ABN 85 606 684 995) | Generator | Hayman Solar Farm Units 1-21 | Hayman Solar Farm Pty Ltd as The Trustee for The Hayman Solar Farm Trust (ABN 14 829 941 435) | 2018-09-28
Edify Energy Pty Ltd (ABN 85 606 684 995) | Generator | Whitsunday Solar Farm, Units 1-23 | Whitsunday Solar Farm Pty Ltd (20 615 715 270) | 2018-05-29
Edison Mission Operation & Maintenance Loy Yang Pty Ltd (A.C.N. 055 563 696) | Generator | Valley Power Peaking Facility. | Valley Power Pty Ltd (ABN 16 083 964 470) | 2001-12-10
EDL CSM (NSW) Pty Ltd (A.C.N. 064 847 490) | Generator | Appin Power Plant and Tower Power Plant. | Stanwell Corporation (37 078 848 674) | 2016-02-03
EDL Group Operations Pty Ltd (ABN 39 055 555 416) | Generator | Grosvenor 1 Power Station, Units 1-7 | EDL Projects (Australia) Pty Ltd (ABN 37 084 776 616) | 2017-01-24
EDL Group Operations Pty Ltd (ABN 39 055 555 416) | Generator | Grosvenor 2 Power Station, Units 1-5 | EDL Projects (Australia) Pty Ltd (ABN 37 084 776 616) | 2017-09-27
EDL Group Operations Pty Ltd (ABN 39 055 555 416) | Generator | Appin Power Plant and Tower Power Plant. | Stanwell Corporation (37 078 848 674) | 2016-02-03
EDL Group Operations Pty Ltd (ABN 39 055 555 416) | Generator | Eastern Creek Units 3 and 4. | AGL Sales (Queensland Electricity) Pty Ltd (ABN 66 078 875 902) | 2004-05-18
EDL Group Operations Pty Ltd (ABN 39 055 555 416) | Generator | Grange Avenue | AGL Sales (Queensland Electricity) Pty Ltd (ABN 66 078 875 902) | 2006-11-23
EDL Group Operations Pty Ltd (ABN 39 055 555 416) | Generator | Highbury Landfill Gas Power Station Unit 1 | EDL LFG (SA) Pty Ltd (ABN 21 055 640 321) | 2013-04-01
EDL Group Operations Pty Ltd (ABN 39 055 555 416) | Generator | Jacks Gully 2 | AGL Sales (Queensland Electricity) Pty Ltd (ABN 66 078 875 902) | 2006-11-23
EDL Group Operations Pty Ltd (ABN 39 055 555 416) | Generator | Moranbah North Power Station | EDL Projects (Australia) Pty Ltd (ABN 37 084 776 616) | 2008-06-20
EDL Group Operations Pty Ltd (ABN 39 055 555 416) | Generator | Oaky Creek 2 Mine Power Station | EDL (OCI) Pty Ltd (85 113 489 295) | 2016-01-04
EDL Group Operations Pty Ltd (ABN 39 055 555 416) | Generator | Pedler Creek Landfill Gas Power Station Units 1-3 | EDL LFG (SA) Pty Ltd (ABN 21 055 640 321) | 2013-04-01
EDL Group Operations Pty Ltd (ABN 39 055 555 416) | Generator | Roghan Road LFG Power Plant Unit 1. | AGL Hydro Partnership (ABN 86 076 691 481) | 2010-04-30
EDL Group Operations Pty Ltd (ABN 39 055 555 416) | Generator | Tea Tree Gully Landfill Gas Power Station Unit 1 | EDL LFG (SA) Pty Ltd (ABN 21 055 640 321) | 2013-04-01
EDL Group Operations Pty Ltd (ABN 39 055 555 416) | Generator | Wingfield 1 Landfill Gas Power Station Units 1-4 | EDL LFG (SA) Pty Ltd (ABN 21 055 640 321) | 2013-04-01
EDL Group Operations Pty Ltd (ABN 39 055 555 416) | Generator | Wingfield 2 Landfill Gas Power Station Units 1-4 | EDL LFG (SA) Pty Ltd (ABN 21 055 640 321) | 2013-04-01
EDL Group Operations Pty Ltd (ABN 39 055 555 416) | Generator | Glennies Creek Power Station Unit 1-12 | EDL (OCI) Pty Limited (ABN 85 113 489 295) | 2017-12-21
EDL LFG (NSW) Pty Ltd (ABN 37 070 941 794) | Generator | Grange Avenue | AGL Sales (Queensland Electricity) Pty Ltd (ABN 66 078 875 902) | 2006-11-23
EDL LFG (NSW) Pty Ltd (ABN 37 070 941 794) | Generator | Jacks Gully 2 | AGL Sales (Queensland Electricity) Pty Ltd (ABN 66 078 875 902) | 2006-11-23
EDL LFG (NSW) Pty Ltd (ABN 37 070 941 794) | Generator | Lucas Heights II Power Plant. | EDL Group Operations Pty Ltd (ABN 39 055 555 416) | 13 December 1998 - 1 January 2013
EDL LFG (QLD) Pty Ltd (ABN 21 071 089 579) | Generator | Roghan Road LFG Power Plant Unit 1. | AGL Hydro Partnership (ABN 86 076 691 481) | 2010-04-30
EDL LFG (Vic) Pty Ltd (ABN 69 061 503 348) | Generator | Berwick LFG Power Station and Broadmeadows LFG Power Station. | EDL Group Operations Pty Ltd (ABN 39 055 555 416) | 2006-05-12
EDL LFG (VIC) Pty Ltd (ABN 69 061 503 348) | Generator | Clayton Power Plant and Springvale Power Plant | EDL Group Operations Pty Ltd (ABN 39 055 555 416) | 1998-12-13
EDL Operations (Broadmeadows) Pty Ltd (A.C.N. 054 545 069) | Generator | Broadmeadows Power Plan | EDL Group Operations Pty Ltd (ABN 39 055 555 416) | 1998-12-13
EDL Operations (Eastern Creek) Pty Ltd (A.C.N. 084 776 590) | Generator | Eastern Creek Units 1 & 2. | AGL Sales (Queensland Electricity) Pty Ltd (ABN 66 078 875 902) | 2002-05-27
EDL Operations (Eastern Creek) Pty Ltd (A.C.N. 084 776 590) | Generator | Eastern Creek Units 3 & 4. | AGL Sales (Queensland Electricity) Pty Ltd (ABN 66 078 875 902) | 2004-05-18
EDL Operations (Eastern Creek) Pty Ltd (A.C.N. 084 776 590) | Generator | Jacks Gully | AGL Sales (Queensland Electricity) Pty Ltd (ABN 66 078 875 902) | 2001-05-24
Electranet Pty Ltd (ABN 41 094 482 416) | Generator | Dalrymple North Battery Energy Storage System, Units 1-12 | Greentricity Pty Ltd (47 122 144 709) | 2018-06-05
Emerald Energy Project Pty Ltd (ACN620 722 769) ATF Emerald Energy Project Trust (ABN 46 537 051 902) | Generator | Emerald Solar Park Units 1 - 32 | Telstra Energy (Generation) Pty Ltd (ABN 32 613 554 233) | 2018-09-13
Enercon GmbH (ARBN 108 142 052) | Generator | Mt Millar Wind Farm | Mt Millar Wind Farm Pty Ltd (ABN 67 107 673 361) | 2007-12-06
Energy Pacific (VIC) Pty Ltd (ABN 18 063 543 984) | Generator | Haughton Solar Farm Stage 1, Units 1-81 | Pacific Hydro Haughton Solar Farm Pty Ltd (ABN 31 617 201 653) | 2019-05-28
Energy Queensland Limited (ABN 96 612 535 583) | Network Service Provider | Energex Distribution System | Energex Limited (ABN 40 078 849 055) | 2017-11-24
Energy Queensland Limited (ABN 96 612 535 583) | Network Service Provider | Ergon Distribution System | Ergon Energy (ABN 50 087 646 062) | 2017-11-24
EnergyAustralia Narrabri Gas Pty Ltd (ABN 80 147 609 729) | Generator | Wilga Park Power Station Units 1-4 | Narrabri Power Limited (42 104 570 943) | 2011-12-21
EnergyAustralia NSW Pty Ltd (ABN 75 163 935 635) | Generator | Mt Piper Power Station Unit 1 - 2 | EnergyAustralia Pty Ltd (99 086 014 968) | 2013-09-03
EnergyAustralia NSW Pty Ltd (ABN 75 163 935 635) | Generator | Wallerawang Power Station Unit 7 - 8 | EnergyAustralia Pty Ltd (99 086 014 968) | 2013-09-03
EnergyAustralia Tallawarra Pty Ltd (ABN 69 081 074 142) | Generator | Tallawarra Power Station Unit 1 | EnergyAustralia Pty Ltd (99 086 014 968) | 2008-10-14
Envirogen (Oaky) Pty Ltd (ABN 85 113 489 295) | Generator | Oaky Creek Mine Power Station | Origin Energy Electricity Limited (ABN 33 071 052 287) | 2013-10-04
Eraring Energy (31 357 688 069) | Generator | Eraring Gas Turbine Unit 1 | Origin Energy Electricity Limited (ABN 33 071 052 287) | 2011-03-02
Eraring Energy (31 357 688 069) | Generator | Eraring Power Station Units 1 - 4 | Origin Energy Electricity Limited (ABN 33 071 052 287) | 2011-03-02
Eraring Energy (31 357 688 069) | Generator | Shoalhaven Power Station Units 1-4 (made up of Bendeela 1-2 and Kangaroo Valley 3-4) | Origin Energy Electricity Limited (ABN 33 071 052 287) | 2011-03-02
ESCO Asset Management Pty Ltd (ABN: 57 623 340 376) | Generator | Finley Solar Farm, Units 1-99 | Finley Solar Farm Pty Ltd (ABN 89 616 527 621) as trustee for the Finley Solar Trust (ABN 63 656 675 511) | 2019-07-30
ESCO Pacific Asset Management Pty Ltd (ABN 57 623 340 376) | Generator | Susan River Solar Farm, Units 1-49 | Susan River Solar Pty Ltd ATF Susan River Solar Trust (ABN 75 778 423 009) | 2018-12-17
ESCO Pacific Asset Management Pty Ltd (ABN57 623 340 376) | Generator | Childers Solar Farm, Units 1-37 | Childers Solar Pty Ltd (ACN 623 279 664) as the Trustee for the Childers Solar Trust (80 434 756 620) | 2019-01-25
Foresight Solar Australia Pty Ltd (ABN 19 611 378 584) | Generator | Bannerton Solar Park Units 1-40 | Alinta Energy Retail Sales Pty Ltd (ABN 22 149 658 300) | 2018-07-11
FRV Services Australia Pty Limited (ABN 60 151 469 662) | Generator | Lilyvale Solar Farm, Units 1 - 74 | Ergon Energy Queensland Pty Ltd (ABN 11 121 177 802) | 2019-02-06
Gastar Power Pty Ltd (ABN 45 128 295 063) | Generator | Wilga Park Power Station Units 1-4 | Narrabri Power Limited (42 104 570 943) | 2008-09-22
GESS ProjectCo Pty Ltd (ABN 86 621 425 661) | Generator | Gannawarra Energy Storage System, Units 1-50 | EnergyAustralia Pty Ltd (ABN 99 086 014 968) | 2018-11-07
Gippsland Power Pty Ltd (ABN 30 077 851 079) | Generator | Loy Yang B Power Station, Units 1-2 | Alinta Energy Retail Sales Pty Ltd (ABN 22 149 658 300) | 2018-07-19
Goldwind Australia Pty Ltd (ABN 32 140 108 390) | Generator | Gullen Range Wind Farm, Units 1-73 | New Gullen Range Wind Farm Pty Ltd (ABN 41 167 404 211) | 2014-07-11
Goldwind Australia Pty Ltd (ABN 32 140 108 390) | Generator | Mortons Lane Wind Farm 1 - 13 | Mortons Lane Windfarm Pty Limited (ABN 37 123 367 600) | 2012-11-09
Goldwind Australia Pty Ltd (ABN 32 140 108 390) | Generator | White Rock Wind Farm, Units 1-70 | White Rock Wind Farm Pty Ltd (45 153 592 173) | 2017-07-06
Goldwind Australia Pty Ltd (ABN 32 140 108 390) | Generator | White Rock Wind Farm, Units 1-8 | White Rock Wind Farm Pty Ltd (45 153 592 173) | 2018-08-21
Goldwind Capital (Australia) Pty Ltd (ABN 34 142 403 950) | Generator | Gullen Range Wind Farm, Units 1-73 | New Gullen Range Wind Farm Pty Ltd (ABN 41 167 404 211) | 2014-07-11
Goldwind Capital (Australia) Pty Ltd (ABN 34 142 403 950) | Generator | White Rock Wind Farm, Units 1-70 | White Rock Wind Farm Pty Ltd (45 153 592 173) | 2017-07-06
Goldwind Capital (Australia) Pty Ltd (ABN 34 142 403 950) | Generator | White Rock Wind Farm, Units 1-8 | White Rock Wind Farm Pty Ltd (45 153 592 173) | 2018-08-21
Hallet 5 Pty Ltd (ABN 74 154 281 160) | Generator | The Bluff Wind Farm Units 1 - 25 | AGL SA Generation Pty Limited (ABN 84081074204) | 2017-07-18
Hallett Hill Pty Ltd (ABN 91 128 246 275) | Generator | Hallett 2 Wind Farm | AGL Hydro Partnership (ABN 86 076 691 481) | 2009-05-11
Hallett Hill Pty Ltd (ABN 91 128 246 275) | Generator | Hallett Hill Wind Farm Units 1 to 34 | AGL SA Generation Pty Limited (84 081 074 204) | 2017-06-29
HEI Utilities Development Limited (ABN 50 091 142 362) | Network Service Provider | The distribution network which is the subject of the distribution licence issued under the Electricity Act 1996 (SA) | Utilities Management Pty Ltd (A.C.N. 090 664 878) | 2000-01-28
HEI Utilities Development Limited (ABN 50 091 142 362) | Network Service Provider | The distribution network which is the subject of the distribution licence issued under the Electricity Act 1996 (SA) | Utilities Management Pty Ltd (A.C.N. 090 664 878) | 2000-01-28
IG Power (Callide) Limited (A.C.N. 082 413 885) | Generator | Callide Power Plant | Callide Power Trading Pty Ltd (ABN 80 082 468 719) | 2000-12-08
Kidston Solar Co Pty Ltd (ACN 614 272 954) ATF The Kidston Solar Property Trust (ABN 60 659 240 152) | Generator | Kidston Solar One, Units 1-20 | Genex (Solar) Pty Limited (ABN 24 606 804 915) | 2019-06-11
Kogan Creek Power Station Pty Ltd (ABN 82 088 229 832) | Generator | Kogan Creek Power Station | CS Energy Limited (ABN 54 078 848 745) | 2007-04-03
Lake Bonney BESS Pty Limited (ABN 36 627 620 786) | Generator | Lake Bonney BESS1 | Lake Bonney Wind Power Pty Ltd (ABN 48 104 654 837) | 2019-10-08
Lake Bonney Wind Power Pty Ltd (ABN 48 104 654 837) | Generator | Lake Bonney Stage 2 Windfarm | Flinders Operating Services Pty Ltd (ABN 36 094 130 837) | 2007-05-31
Latrobe Power Pty Ltd (ABN 42 055 983 563) | Generator | Loy Yang B Power Station, Units 1-2 | Alinta Energy Retail Sales Pty Ltd (ABN 22 149 658 300) | 2018-07-19
Leonards Hill Wind Operations Pty Ltd (ABN 86 141 239 894) | Generator | Hepburn Community Windfarm, Units 1-2 | Mt Mercer Windfarm Pty Ltd (ABN 86 118 169 421) | 2017-01-24
Lilyvale Asset Co Pty Ltd (ABN 35 619 625 213) as trustee for the Lilyvale Asset Trust (ABN 47 596 077 233) | Generator | Lilyvale Solar Farm, Units 1 - 74 | Ergon Energy Queensland Pty Ltd (ABN 11 121 177 802) | 2019-02-06
Lincoln Gap Wind Farm Pty Limited (ABN 52 133 372 595) | Generator | Lincoln Gap Wind Farm, Units 1-59 | Lincoln Gap Wind Farm (Operations) Pty Ltd (ABN 73 164 355 195) | 2019-03-19
LMS Energy Pty Ltd (ABN 39 059 428 474) | Generator | Awaba Power Station Unit 1 | LUMO Generation SA Pty Ltd (ABN 87 115 291 042) | 2007-02-22
LMS Energy Pty Ltd (ABN 39 059 428 474) | Generator | Hallam Road Renewable Energy Facility Units 1-8 | Lumo Energy Australia Pty Ltd (ABN 69 100 528 327) | 2013-06-12
LMS Energy Pty Ltd (ABN 39 059 428 474) | Generator | Remount | LUMO Generation SA Pty Ltd (ABN 87 115 291 042) | 2006-12-20
LMS Energy Pty Ltd (ABN 39 059 428 474) | Generator | Rochedale and Whitwood Road Renewable Energy Facilities | Origin Energy Electricity Limited (ABN 33 071 052 287) | 2011-09-23
LMS Energy Pty Ltd (ABN 39 059 428 474) | Generator | Wollert Renewable Energy Facility Units 1-6 | Lumo Energy Australia Pty Ltd (ABN 69 100 528 327) | 2017-12-19
Longreach Asset Company Pty Ltd (ABN 82 616 057 848) | Generator | Longreach Solar Farm, Units 1-7 | Diamond Energy Pty Ltd (ABN 97 107 516 334) | 2018-03-06
LYB Australia Limited (ABN 87 055 563 785) | Generator | Loy Yang B Power Station, Units 1-2 | Alinta Energy Retail Sales Pty Ltd (ABN 22 149 658 300) | 2018-07-19
LYB Operations and Maintenance Pty Ltd (ABN 66 055 563 696) | Generator | Loy Yang B Power Station, Units 1-2 | Alinta Energy Retail Sales Pty Ltd (ABN 22 149 658 300) | 2018-07-19
LYB Ventures Australia Pty Ltd (ABN 57 055 984 499) | Generator | Loy Yang B Power Station, Units 1-2 | Alinta Energy Retail Sales Pty Ltd (ABN 22 149 658 300) | 2018-07-19
Macarthur Windfarm Pty Ltd | Generator | Macarthur Wind Farm U 1-140 | AGL Hydro Partnership (ABN 86 076 691 481) | 2012-08-21
Malakoff Wind Macarthur Pty Ltd (ACN124 383 688) | Generator | Macarthur Wind Farm U 1-140 | AGL Hydro Partnership (ABN 86 076 691 481) | 2012-08-21
Maroona Wind Farm Pty Ltd (ABN 79 158 692 598) | Generator | Maroona Wind Farm Units 1-2 | Alinta Energy Retail Sales Pty Ltd (ABN 22 149 658 300) | 2018-01-02
Mecrus Pty Ltd (ABN 35 088 126 756) | Generator | Symex Plant Unit 1 | Energy Response Pty Ltd (Trading as Energy Response) (ABN 49 104 710 278) | 2010-04-23
Millmerran Investment Company I Pte Ltd (A.R.B.N. 088 432 599) | Generator | Millmerran Power Plant. | Millmerran Energy Trader Pty Ltd (ABN 23 084 923 973) | 2001-05-07
Millmerran Investment Company II Pte Ltd (A.R.B.N. 088 432 615) | Generator | Millmerran Power Plant. | Millmerran Energy Trader Pty Ltd (ABN 23 084 923 973) | 2001-05-07
Millmerran Investment Company III Pte Ltd (A.R.B.N. 088 432 642) | Generator | Millmerran Power Plant. | Millmerran Energy Trader Pty Ltd (ABN 23 084 923 973) | 2001-05-07
Millmerran Investment Company IV Pte Ltd (A.R.B.N. 088 432 679) | Generator | Millmerran Power Plant. | Millmerran Energy Trader Pty Ltd (ABN 23 084 923 973) | 2001-05-07
Millmerran Investment Company V Pte Ltd (A.R.B.N. 088 432 722) | Generator | Millmerran Power Plant. | Millmerran Energy Trader Pty Ltd (ABN 23 084 923 973) | 2001-05-07
Millmerran Investment Company VI Pte Ltd (A.R.B.N. 088 432 795) | Generator | Millmerran Power Plant. | Millmerran Energy Trader Pty Ltd (ABN 23 084 923 973) | 2001-05-07
Millmerran Operating Company Pty Ltd (A.C.N. 083 536 181) | Generator | Millmerran Power Plant. | Millmerran Energy Trader Pty Ltd (ABN 23 084 923 973) | 2001-05-07
Monash University (ABN 12 377 614 012) | Generator | Murra Warra Farm, Units 1-61 | Telstra Energy (Generation) Pty Ltd (ABN 32 613 554 233) | 2019-03-19
Mount Emerald Wind Farm Pty Ltd (ABN 19 149 050 322) | Generator | Mount Emerald Wind Farm, Units 1-53 | Ergon Energy Queensland Pty Ltd (ABN 11 121 177 802) | 2018-08-14
MSF Sugar Pty Ltd (ABN 11 009 658 708) | Generator | Tableland Mill, Unit 2 | MP Tableland Green Power Pty Ltd (ABN 17 614 688 694 | 2019-09-10
Murra Warra Project Co Pty Ltd (616 990 731) as Trustee for the Murra Warra Project Trust (ABN 99 821 016 955) | Generator | Murra Warra Farm, Units 1-61 | Telstra Energy (Generation) Pty Ltd (ABN 32 613 554 233) | 2019-03-19
Murraylink HQI Australia Pty Ltd (ABN 76 095 760 375) | Network Service Provider | The transmission network to be known as the “Murraylink” interconnector between the South Australia and Victoria regions. | Murraylink Transmission Company Pty Ltd (ABN 42 089 875 605) | 2002-10-18
Musselroe Wind Farm Pty Ltd (ABN 18 113 161 247) | Generator | Musselroe Wind Farm Units 1-56 | Hydro-Electric Corporation (ABN 48 072 377 158) | 2013-03-11
Nexif Energy Australia Management Pty Ltd (ABN 34 619 325 567) | Generator | Lincoln Gap Wind Farm, Units 1-59 | Lincoln Gap Wind Farm (Operations) Pty Ltd (ABN 73 164 355 195) | 2019-03-19
Nexif Energy Australia Pty Ltd (ABN 57 611 276 236) | Generator | Lincoln Gap Wind Farm, Units 1-59 | Lincoln Gap Wind Farm (Operations) Pty Ltd (ABN 73 164 355 195) | 2019-03-19
North Brown Hill Pty Limited (ABN 55 135 520 222) | Generator | North Brown Hill Wind Farm units 1 - 63 | AGL SA Generation Pty Limited (ABN 84081074204) | 2017-07-18
NSW Sugar Milling Co-operative Limited (ABN 52 051 052 209) | Generator | Broadwater Power Station, Units 1 & 2 | Cape Byron Management Pty Ltd (ABN 26 165 320 445) | 2013-11-11
NSW Sugar Milling Co-operative Limited (ABN 52 051 052 209) | Generator | Condong Power Station, Unit 1 | Cape Byron Management Pty Ltd (ABN 26 165 320 445) | 2013-11-11
Oakey 1 Asset Company Pty Ltd (ABN 47 616 058 069) | Generator | Oakey 1 Solar Farm, Units 1-12 | Diamond Energy Pty Ltd (ABN 97 107 516 334) | 2019-03-12
Oakey Power Holdings Pty Ltd (ABN 56 075 260 794) | Generator | Oakey Power Station | ERM Power Retail Pty Ltd (ABN 87 126 175 460) | 2015-01-01
Oaklands Hill Wind Farm Pty Ltd (88 126 595 935) | Generator | Oaklands Hill Wind Farm Units 1 - 32 | AGL Hydro Partnership (ABN 86 076 691 481) | 2011-08-05
One Asset Management AR Pty Ltd as The Trustee for Tailem Bend Solar Asset Trust (ABN 25 226 861 648) | Generator | Tailem Bend Solar Project 1, Units 1-54 | Vena Energy Services (Australia) Pty Ltd (ABN 89 609 132 747) | 2019-02-05
One Investment Management Pty Limited as The Trustee for Tailem Bend Solar Operating Trust (ABN 35 635 157 114) | Generator | Tailem Bend Solar Project 1, Units 1-54 | Vena Energy Services (Australia) Pty Ltd (ABN 89 609 132 747) | 2019-02-05
Origin Energy Power Limited (ABN 93 008 289 398) | Generator | Mortlake Power Station Units 1-2 | Origin Energy Electricity Limited (ABN 33 071 052 287) | 2011-08-01
Origin Energy Power Limited (ABN 93 008 289 398) | Generator | Quarantine Power Station Unit 5 | Origin Energy Electricity Limited (ABN 33 071 052 287) | 2008-12-19
Origin Energy Power Limited (ABN 93 008 289 398) | Generator | Quarantine Power Station. | Origin Energy Electricity Limited (ABN 33 071 052 287) | 2001-10-19
Pacific Hydro Investments Pty Ltd (ABN 18 053 747 407) | Generator | Haughton Solar Farm Stage 1, Units 1-81 | Pacific Hydro Haughton Solar Farm Pty Ltd (ABN 31 617 201 653) | 2019-05-28
Palisade Asset Management Pty Ltd (ABN 37 606 141 119) | Generator | Ross River Solar Farm, Units 1-64 | Ross River Operations Pty Ltd as the Trustee for the Ross River Operations Trust (ABN 49 588 936 886) | 2018-06-26
PARF Company 10 Pty Limited (ACN 618 670 152) as the trustee for the Coppers Gap Project Trust (ABN 21 535 038 928) | Generator | Coopers Gap Wind Farm, Units 1–123 | AGL PARF Qld Pty Limited (ABN 94 619 439 226) | 2019-06-04
PARF Company 5 Pty Ltd (ABN 47 613 790 453) and PARF Company 6 Pty Ltd (ABN 81 613 790 659) | Generator | Nyngan Solar Plant | AGL Hydro Partnership (ABN 86 076 691 481) | 2016-11-10
PARF Company 6 Pty Ltd (ABN 81 613 790 659) | Generator | Broken Hill Solar Plant | AGL Hydro Partnership (ABN 86 076 691 481) | 2016-11-10
PARF Company 8 Pty Ltd as the Trustee of the Silverton Project Trust (ABN 33 735 116 532) | Generator | Silverton Wind Farm, Units 1-58 | AGL PARF NSW Pty Ltd (33 615 408 770) | 2018-02-26
Power Rental Op Co Australia LLC (trading as APR Energy) (ABN 85 457 881 818) | Generator | Tempoorary Generation North Units 1-5 | SA Power Networks (ABN 13 332 330 749) | 2017-10-20
Power Rental Op Co Australia LLC (trading as APR Energy) (ABN 85 457 881 818) | Generator | Tempoorary Generation South Units 1-4 | SA Power Networks (ABN 13 332 330 749) | 2017-10-20
Queensland Power (Australia) Pty Ltd (A.C.N. 087 293 409) | Generator | Millmerran Power Plant. | Millmerran Energy Trader Pty Ltd (ABN 23 084 923 973) | 2001-05-07
Queensland Power Company Limited (A.R.B.N. 087 293 583) | Generator | Millmerran Power Plant. | Millmerran Energy Trader Pty Ltd (ABN 23 084 923 973) | 2001-05-07
RATCH-Australia Collinsville Solar PV Pty Ltd (ABN 88 165 511 937) | Generator | Collinsville Solar PV Power Station, Units 1-17 | Braemar Power Project Pty Ltd (ABN 54 113 386 600) | 2018-07-31
RATCH-Australia Corporation Limited (ABN 31 106 617 332) | Generator | Mount Emerald Wind Farm, Units 1-53 | Ergon Energy Queensland Pty Ltd (ABN 11 121 177 802) | 2018-08-14
RATCH-Australia Townsville Pty Limited (ABN 65 075 001 991) | Generator | Townsville Power Station Units 1-2 | AGL Hydro Partnership (ABN 86 076 691 481) | 2007-12-01
RCR O'Donnell Griffin Pty Ltd (ABN 78 003 905 093) | Generator | Emerald Solar Park Units 1 - 32 | Telstra Energy (Generation) Pty Ltd (ABN 32 613 554 233) | 2018-09-13
RE Oakey Pty Ltd (ABN 38 160 581 626) | Generator | Oakey 2 Solar Farm, Units 1-26 | Diamond Energy Pty Ltd (ABN 97 107 516 334) | 2019-09-03
Regional Wind Farms Pty Ltd (11 107 163 182) | Generator | Wonthaggi Wind Farms Units 1-6 | Progressive Green Pty Ltd (ABN 27 130 175 343) | 2016-03-24
Renewable Power Ventures Pty Ltd (ABN 25 102 696 159) | Generator | Capital Wind Farm Units 1 - 67 | BBP Energy Markets Pty Ltd (ABN 47 128 696 097) | 2009-06-30
RES Australia Pty Ltd (ABN 55 106 637 754) | Generator | Emerald Solar Park Units 1 - 32 | Telstra Energy (Generation) Pty Ltd (ABN 32 613 554 233) | 2018-09-13
RES Australia Pty Ltd (ABN 55 106 637 754) | Generator | Murra Warra Farm, Units 1-61 | Telstra Energy (Generation) Pty Ltd (ABN 32 613 554 233) | 2019-03-19
RES Australia Pty Ltd (ABN 55 106 637 754) | Generator | Yendon Wind Farm, Units 1-38 | Lal Lal Wind Farms Nom Co Pty Ltd (ABN 37 625 768 774) | 2019-06-19
Rise Renewables Pty Ltd (ABN 53 621 541 348) | Generator | Baking Board Solar Farm, Units 1-7 | Diamond Energy Pty Ltd (ABN 97 107 516 33) | 2018-09-11
Royalla Asset Pty Ltd ATF Royalla Asset Trust (ABN 58 169 071 887) | Generator | Royalla Solar Farm, units 1-20 | FRV Royalla Solar Farm Pty Limited ABN 29 158 394 677 | 2014-05-06
Signal Energy Australia Pty Ltd (ABN 92 623 114 090) | Generator | Finley Solar Farm, Units 1-99 | Finley Solar Farm Pty Ltd (ABN 89 616 527 621) as trustee for the Finley Solar Trust (ABN 63 656 675 511) | 2019-07-30
SNC-Lavalin Investment Australia Pty Ltd (ABN 31 095 833 462) | Network Service Provider | The transmission network to be known as the “Murraylink” interconnector between the South Australia and Victoria regions | Murraylink Transmission Company Pty Ltd (ABN 42 089 875 605) | 2002-10-18
Snowtown South Wind Farm Pty Ltd (ABN 50 156 407 313) | Generator | Snowtown South Wind Farm Units 1 - 42 | Snowtown Wind Farm Stage 2 Pty Ltd (ABN 85 155 626 252) | 2013-09-10
South Australian Water Corporation (ABN 69 336 525 019) | Generator | SA Water Bolivar Waste Water Treatment (WWT) Plant Units 1-4 | Alinta Energy Retail Sales Pty Ltd (ABN 22 149 658 300) | 2015-01-05
South East Water Limited (ABN 89 066 902 547) | Generator | South East Water - Hallam Hydro Plant Unit 1 | Progressive Green Pty Ltd (ABN 27 130 175 343) | 2008-07-04
SPI PowerNet Pty Ltd (A.C.N. 079 798 173) | Network Service Provider | The deed given by CitiPower Pty and SPI PowerNet Pty Ltd in favour of NEMMCO dated 8 December 1998 | CitiPower Pty (ABN 75 569 155 798) | 1998-12-13
SPI PowerNet Pty Ltd (ABN 78 079 798 173) | Network Service Provider | The deed given by Powercor Australia Limited and SPI PowerNet Pty Ltd in favour of NEMMCO dated 24 June 1999 | Powercor Australia Limited (ABN 89 064 651 109) | 2003-04-04
Starfish Hill Wind Farm Pty Ltd (ABN 54 099 761 261) | Generator | Starfish Hill Wind Farm Units 1 to 23 | Tarong Energy Corporation Pty Ltd (ABN 52 078 848 736) | 2003-04-04
Sucrogen (Herbet) Pty Ltd (ABN 92 099 000 361) | Generator | Victoria Mill Units 1 - 2 | Wilmar Sugar Pty Ltd (ABN 44 081 581 792) | 2011-08-09
Sunshine Coast Regional Council (37 876 973 913) | Generator | Sunshine Coast Solar Farm, Unit 1 | Diamond Energy Pty Ltd (ABN 97 107 516 334) | 2017-06-29
Sunshine Renewable Energy Pty Ltd (ABN 67 095 991 638) | Generator | Broadwater Power Station, Units 1 & 2 | Cape Byron Management Pty Ltd (ABN 26 165 320 445) | 2013-11-11
Sunshine Renewable Energy Pty Ltd (ABN 67 095 991 638) | Generator | Condong Power Station Unit 1 | Cape Byron Management Pty Ltd (ABN 26 165 320 445) | 2013-11-11
Symex Holdings Limited (ABN 29 091 035 353) | Generator | Symex Plant Unit 1 | Energy Response Pty Ltd (Trading as Energy Response) (ABN 49 104 710 278) | 2010-04-23
Taralga Wind Farm Nominees No 1 Pty Ltd (ABN 52 159 439 611) | Generator | Taralga Wind Farm, Units 1-51 | Taralga Wind Farm Nominees No 2 Pty Ltd (ATF Taralga Wind Farm Operating Trust) (ABN 31 159 439 522) | 2014-12-11
Tarong North Pty Ltd (ABN 91 102 191 793) | Generator | Tarong North Power Station Unit 1 | Stanwell Corporation (ABN 37 078 848 674) | 2011-07-01
Telstra Corporation Limited (ABN 33 051 775 556) | Generator | Murra Warra Farm, Units 1-61 | Telstra Energy (Generation) Pty Ltd (ABN 32 613 554 233) | 2019-03-19
The Haughton Sugar Company Pty Ltd (A.C.N. 009 656 062) | Generator | Invicta Sugar Mill Units 1 - 3 | Stanwell Corporation (ABN 37 078 848 674) | 2018-06-05
The Trustee for Sustainable Energy Infrastructure Trust (ABN 50 746 683 694) | Generator | AGL SITA Landfill 1 | AGL Hydro Partnership (ABN 86 076 691 481) | 2018-09-11
The Trustee for Sustainable Energy Infrastructure Trust (ABN 50 746 683 694) | Generator | Isis Central Sugar Mill Co-Generation Plant Unit 1 | AGL Hydro Partnership (ABN 86 076 691 481) | 2018-09-11
The Trustee for Sustainable Energy Infrastructure Trust (ABN 50 746 683 694) | Generator | Kincumber Landfill Site, Unit 1 | AGL Hydro Partnership (ABN 86 076 691 481) | 2018-09-11
The Trustee for Sustainable Energy Infrastructure Trust (ABN 50 746 683 694) | Generator | Moranbah Generation Project Unit 1 | AGL Hydro Partnership (ABN 86 076 691 481) | 2018-09-11
The Trustee for Sustainable Energy Infrastructure Trust (ABN 50 746 683 694) | Generator | Woy Woy Landfill Site, Unit 1 | AGL Hydro Partnership (ABN 86 076 691 481) | 2018-09-11
The University of Melbourne (ABN 84 002 705 224) | Generator | Murra Warra Farm, Units 1-61 | Telstra Energy (Generation) Pty Ltd (ABN 32 613 554 233) | 2019-03-19
Tilt Renewables Australia Pty Ltd (ABN 15 101 038 331) | Generator | Salt Creek Wind Farm, Units 1-15 | Salt Creek Wind Farm Pty Ltd (94 121 087 492) | 2018-05-29
Timboon West Wind Farm Pty Ltd (ABN 85 608 3487 287) | Generator | Timboon West Wind Farm, Units 1-2 | Alinta Energy Retail Sales Pty Ltd (ABN 22 149 658 300) | 2018-10-09
TN Power Pty Ltd (ABN 56 099 730 042) | Generator | Tarong North Power Station Unit 1 | Stanwell Corporation (37 078 848 674) | 2011-07-01
Traralgon Power Pty Ltd (ABN 64 056 292 623) | Generator | Loy Yang B Power Station, Units 1-2 | Alinta Energy Retail Sales Pty Ltd (ABN 22 149 658 300) | 2018-07-19
TRUenergy Holdings Pty Ltd (ABN 42 120 665 643) | Generator | Hallett Power Station | EnergyAustralia Pty Ltd (99 086 014 968) | 2007-07-02
TW Power Services Pty Ltd (ABN 50 112 723 181) | Generator | Ross River Solar Farm, Units 1-64 | Ross River Operations Pty Ltd as the Trustee for the Ross River Operations Trust (ABN 49 588 936 886) | 2018-06-26
UGL ENGINEERING Pty Ltd (ABN 96 096 365 972) | Generator | Mugga Lane Solar Park Unit 1 | Mugga Lane Solar Park Pty Ltd (ABN 32 156 565 641) | 2016-11-14
Vales Point Investments Pty Ltd as trustee for Vales Point Discretionary Trust (ACN 608 798 278) | Generator | Vales Point Power Station | Delta Electricity (75 162 696 335) | 2015-12-18
Valley Power Pty Ltd (ABN: 16 083 964 470) | Generator | Valley Power Peaking Facility Units 1-6 | Snowy Hydro Ltd (17 090 574 431) | 2012-02-01
Waratah Energy Pty Ltd (ABN 64 166 785 619) | Generator | Vales Point Power Station | Delta Electricity (75 162 696 335) | 2015-12-18
Waste Recycling and Processing Corporation trading as WSN Environmental Solutions (ABN 93 524 709 106) | Generator | Eastern Creek Gas Utilisation Facility Units 1-8 | LMS Generation Pty Ltd (ABN 39 059 428 474) | 2008-02-08
Wattle Point Wind Farm Pty Ltd (ABN 34 101 023 447) | Generator | Wattle Point Wind Farm Units 1 to 55 | AGL Hydro Partnership (ABN 86 076 691 481) | Blank intentionally
Wattle Point Wind Farm Pty Ltd (ABN 34 101 023 447) | Generator | Wattle Point Wind Farm Units 1 to 55 | AGL SA Generation Pty Limited (84 081 074 204) | 2017-06-29
Whytes Gully Environmental Pty Ltd (A.C.N. 070 941 767) | Generator | Whytes Gully Green Waste Power Plant. | AGL Sales (Queensland Electricity) Pty Ltd (ABN 66 078 875 902) | 2000-01-24
Wilmar Sugar Pty Ltd (ABN 44 081 051 792) | Generator | Invicta Sugar Mill Units 1 - 3 | Stanwell Corporation (37 078 848 674) | 2018-06-05
Windlab Asset Management Pty Ltd (ABN 34 605 094 666) | Generator | Ararat Wind Farm, Units 1-75 | Ararat Wind Farm Pty Ltd (ABN 86 158 062 358) | 2016-06-23
Windlab Asset Management Pty Ltd (ABN 34 605 094 666) | Generator | Kiata Wind Farm units 1 - 9 | Kiata Wind Farm Pty Ltd | 2017-11-03
Wirsol Energy Pty Ltd | Generator | Clermont Solar Farm, Units 1-37 | Clermont Asset Co Pty Ltd (ACN 623 155 573) as Trustee for Clermont Solar Unit Trust (ABN 99 167 685 924) | 2019-06-18
Woodlawn Bioreactor Energy Pty Ltd (ABN 50 107 490 219) | Generator | Woodlawn Bioreactor Energy Generating Station Unit 1-6,7 | EnergyAustralia Pty Ltd (99 086 014 968) | 2011-07-01
Woolnorth Bluff Point Wind Farm Pty Ltd (ABN 31 095 369 396) | Generator | Woolnorth Bluff Point Wind Farm Units 1 to 37 | Hydro-Electric Corporation (ABN 48 072 377 158) | 2005-04-04
Woolnorth Studland Bay Wind Farm Pty Ltd (ABN 63 111 996 377) | Generator | Woolnorth Studland Bay Wind Farm Units 1 to 25 | Hydro-Electric Corporation (ABN 48 072 377 158) | 2007-02-22
Yawong Wind Farm Pty Ltd (ABN 90 614 422 856) | Generator | Yawong Wind Farm, Units 1-2 | Alinta Energy Retail Sales Pty Ltd (ABN 22 149 658 300) | 2018-11-13

## Exemption - Central Dispatch
Company | ABN/CAN | Generating System | Basis for classification as a Non-scheduled Generator
AGL Hydro Partnership | 86 076 691 481 | Moranbah North Power Station | Clause 2.2.3 (b) (2) of the Rules – the physical and technical attributes of the relevant generating unit or generating units are such that NEMMCO is satisfied that it is not practicable for them to participate in central dispatch
AGL Hydro Partnership | 86 076 691 481 | Wattle Point Wind Farm | Clause 2.2.3 (b) (3) of the Rules – the output of the generating units is intermittent
Arrow Energy Trading Pty Ltd | 68 139 053 133 | Daandine | Clause 2.2.3 (b) (2) of the Rules – the physical and technical attributes of the relevant generating unit or generating units are such that NEMMCO is satisfied that it is not practicable for them to participate in central dispatch
Canunda Power Pty Ltd | 31 103 087 341 | Canunda Wind Farm | Clause 2.2.3 (b) (3) of the Rules – the output of the generating units is intermittent
Cape Byron Management Pty Ltd | 26 165 320 445 | Broadwater Power Station Units 1 - 2 | Clause 2.2.3 (b) (2) of the Rules – the physical and technical attributes of the relevant generating unit or generating units are such that NEMMCO is satisfied that it is not practicable for them to participate in central dispatch
Cape Byron Management Pty Ltd | 26 165 320 445 | Condong Power Station Unit 1 | Clause 2.2.3 (b) (2) of the Rules – the physical and technical attributes of the relevant generating unit or generating units are such that NEMMCO is satisfied that it is not practicable for them to participate in central dispatch
Cathedral Rocks Wind Farm Pty Ltd | 87 107 113 708 | Cathedral Rocks Wind Farm | Clause 2.2.3 (b) (3) of the Rules – the output of the generating units is intermittent
EDL CSM (QLD) Pty Ltd | 48 098 224 269 | German Creek | Clause 2.2.3 (b) (2) of the Rules – the physical and technical attributes of the relevant generating unit or generating units are such that NEMMCO is satisfied that it is not practicable for them to participate in central dispatch
Energy Pacific (Victoria) Pty Ltd | 18 063 543 984 | Yambuk Wind Farm | Clause 2.2.3 (b) (3) of the Rules – the output of the generating units is intermittent
Eraring Energy | 31 357 688 069 | Warragamba Power Station | Clause 2.2.3 (b) (3) of the Rules – the output of the generating unit is intermittent
Essential Energy | 37 428 185 226 | Broken Hill Gas Turbines Units 1-2 | Clause 2.2.3 (b) (2) of the Rules – the physical and technical attributes of the relevant generating unit or generating units are such that NEMMCO is satisfied that it is not practicable for them to participate in central dispatch
Hydro-Electric Corporation | 48 072 377 158 | Woolnorth Wind Farm, Units 1-67 | Clause 2.2.3 (b) (3) of the Rules – the output of the generating units is intermittent
Hydro-Electric Corporation trading as Hydro Tasmania | 48 072 377 158 | Bell Bay Diesel Generator, Units 1-3 | Clause 2.2.3 (b) (2) of the Rules – the physical and technical attributes of the relevant generating unit or generating units are such that NEMMCO is satisfied that it is not practicable for them to participate in central dispatch
Infigen Energy Markets Pty Limited | 47 128 696 097 | Capital Wind Farm | Clause 2.2.3 (b) (3) of the Rules – the output of the generating units is intermittent
Lake Bonney Wind Power Pty Ltd | 48 104 654 837 | Lake Bonney Wind Farm Stage 1 | Clause 2.2.3 (b) (3) of the Rules – the output of the generating units is intermittent
Mackay Sugar Limited | 12 057 463 671 | Racecourse Mill Units 1 - 3 | Clause 2.2.3 (b) (2) of the Rules – the physical and technical attributes of the relevant generating unit or generating units are such that NEMMCO is satisfied that it is not practicable for them to participate in central dispatch
Mt Millar Wind Farm Pty Ltd | 67 107 673 361 | Mt Millar Wind Farm | Clause 2.2.3 (b) (3) of the Rules – the output of the generating units is intermittent
Origin Energy Electricity Pty Ltd | 33 071 052 287 | Cullerin Range Wind Farm | Committed generator at the 1st Jan 2008 – regarded as “potential semi-scheduled generator” and eligible to be non-schedule under clause 11.10A.4.
Origin Energy Electricity Pty Ltd | 33 071 052 287 | Eraring Power Station Gas Turbine Unit 1 | Clause 2.2.3 (b) (1) of the Rules – the primary purpose for which the relevant generating unit or generating units operate is local use and the sent out electricity rarely, if ever, exceeds 30MW; and Clause 2.2.3 (b) (2) - the physical and technical attributes are such that it is not practicable for it to participated in central dispatch
Origin Energy Electricity Pty Ltd | 33 071 052 287 | Longford Plant | Clause 2.2.3 (b) (1) of the Rules – the primary purpose for which the relevant generating unit or generating units operate is local use and the sent out electricity rarely, if ever, exceeds 30MW
Pacific Hydro Challicum Hills Pty Ltd | 88 101 989 744 | Challicum Hills Wind Farm | Clause 2.2.3 (b) (3) of the Rules – the output of the generating units is intermittent
Pacific Hydro Portland Wind Farm Pty Ltd | 75 103 162 474 | Portland Wind Farm | Clause 2.2.3 (b) (3) of the Rules – the output of the generating units is intermittent
Paper Australia Pty Ltd | 63 061 583 533 | Maryvale Mill, Units 1-4 | Generating system with nameplate rating of more than 30 MW that does not export to the grid but wishes to provide unscheduled reserve through load reduction.
Pioneer Sugar Mills Pty Ltd | 63 009 889 856 | Pioneer Sugar Mill | Clause 2.2.3 (b) (2) of the Rules – the physical and technical attributes of the relevant generating unit or generating units are such that NEMMCO is satisfied that it is not practicable for them to participate in central dispatch
Pyrenees Wind Energy Development Pty Ltd | 31 097 047 268 | Waubra Wind Farm, Units 1-128 | Clause 2.2.3 (b) (3) of the Rules – the output of the generating unit is intermittent
RTA Yarwun Pty Ltd | 73 137 266 301 | Alumina Refinery | Clause 2.2.3 (b) (2) of the Rules – the physical and technical attributes of the relevant generating unit or generating units are such that NEMMCO is satisfied that it is not practicable for them to participate in central dispatch
Stanwell Corporation | 37 078 848 674 | Tarong Power Station Gas Turbine | Clause 2.2.3 (b) (1) of the Rules – the primary purpose for which the relevant generating unit or generating units operate is local use and the sent out electricity rarely, if ever, exceeds 30MW; and Clause 2.2.3 (b) (3) of the Rules – the output of the generating unit is intermittent
Stanwell Corporation Limited | 39 055 555 416 | Appin Power Plant and Tower Power Plant | Clause 2.2.3 (b) (2) of the Rules – the physical and technical attributes of the relevant generating unit or generating units are such that NEMMCO is satisfied that it is not practicable for them to participate in central dispatch
Starfish Hill Wind Farm Pty Ltd | 54 099 761 261 | Starfish Hill Wind Farm | Clause 2.2.3 (b) (3) of the Rules – the output of the generating units is intermittent
Wilmar Sugar Pty Ltd | 44 081 051 792 | Invicta Mill | Clause 2.2.3 (b) (2) of the Rules – the physical and technical attributes of the relevant generating unit or generating units are such that NEMMCO is satisfied that it is not practicable for them to participate in central dispatch

## Metering Coordinators
Registered Particpant Name | ABN | Type MC - Generator MC - Market Customer MC - Initial MC MC - Type 7 Meters MC - TNSP MC - Full MC | Registration Effective Date | AEMO Participant ID
Active Stream Pty Ltd | 32 603 459 267 | MC - Full MC | 2017-12-01 | ACTIVMC
Acumen Metering Pty Ltd | 69 105 423 541 | MC - Full MC | 2017-12-01 | ACUMENMC
Ausgrid Operations Partnership | 78 508 211 731 | MC - Initial MC, Type 7 Meters & TNSP | 2017-12-01 | ENERGYAP
AusNet Electricity Services Pty Ltd | 91 064 651 118 | MC - Initial MC, Type 7 Meters | 2017-12-01 | EASTERN
AusNet Transmission Group Pty Ltd | 78 079 798 173 | MC - TNSP | 2017-12-01 | GPUPP
Citipower Pty Ltd | 76 064 651 056 | MC - Initial MC, Type 7 Meters | 2017-12-01 | CITIPP
CKI UTILITIES DEVELOPMENT LTD & PAI UTILITIES DEVELOPMENT LTD & 3 OTHS (SA Power Networks) | 13 332 330 749 | MC - Initial MC, Type 7 Meters | 2017-12-01 | UMPLP
ElectraNet Pty Limited | 41 094 482 416 | MC - TNSP | 2017-12-01 | ETSATP
Endeavour Energy | 11 247 365 823 | MC - Initial MC, Type 7 Meters | 2017-12-01 | INTEGP
Energex Limited | 40 078 849 055 | MC - Initial MC, Type 7 Meters | 2017-12-01 | ENERGEXP
Ergon Energy Corporation Limited | 50 087 646 062 | MC - Initial MC, Type 7 Meters | 2017-12-01 | ERGONETP
Ergon Energy Queensland Pty Ltd | 11 121 177 802 | MC - Type 1 | 2019-02-04 | EEQLILY
Essential Energy | 37 428 185 226 | MC - Initial MC, Type 7 Meters | 2017-12-01 | CNRGYP
Hydro-Electric Corporation trading as Hydro Tasmania | 48 072 377 158 | MC - Generator | 2019-03-12 | HYDROTAS
Icon Distribution Investments Limited and Jemena Networks (ACT) Pty Ltd trading as Evoenergy | 76 670 568 688 | MC - TNSP, Initial MC, Type 7 Meters | 2017-12-01 | ACTEWP
Icon Distribution Investments Limited and Jemena Networks (ACT) Pty Ltd trading as ActewAGL Distribution | 76 670 568 688 | MC - Full MC | 2018-05-17 | ACTIONMC
IntelliHUB Pty Ltd | 57 601 509 693 | MC - Full MC | 2017-12-01 | IHUBMC
Jemena Electricity Networks (Vic) Ltd | 82 064 651 083 | MC - Initial MC, Type 7 Meters | 2017-12-01 | SOLARISP
Metering Dynamics Pty Ltd | 58 087 082 764 | MC - Full MC | 2017-12-01 | MDYMC
Metropolis Metering Assets Pty Ltd | 53 116 717 321 | MC - Full MC | 2017-12-01 | METROMC
Origin Energy Metering Coordinator Pty Ltd | 96 616 347 454 | MC - Full MC | 2017-12-01 | ORIGINMC
Powercor Australia Ltd | 89 064 651 109 | MC - Initial MC, Type 7 Meters | 2017-12-01 | POWCP
Powermetric Metering Pty Ltd | 89 131 072 707 | MC - Full MC | 2017-12-01 | POWMETMC
Queensland Electricity Transmission Corporation Limited (trading as Powerlink Queensland) | 82 078 849 233 | MC - TNSP | 2017-12-01 | PLINKP
Select Soloutions Group Pty Ltd | 73 097 962 395 | MC - Full MC | 2017-12-01 | EASTENMC
Spotless Facility Services Pty Ltd | 83 072 293 880 | MC - Full MC | 2017-12-01 | SPTLSSMC
Tasmanian Networks Pty Ltd | 24 167 357 299 | MC - Initial MC, Type 7 Meters | 2017-12-01 | AURORAP
Tasmanian Networks Pty Ltd | 24 167 357 299 | MC - TNSP | 2017-12-01 | TRANSEND
PLUS ES | 30 179 420 673 | MC - Full MC | 2017-12-01 | MYMC
The Trustee for the NSW Electricity Networks Operations Trust trading as Transgrid | 70 250 995 390 | MC - TNSP | 2017-12-01 | TRANSGP
United Energy Distribution Pty Ltd | 70 064 651 029 | MC - Initial MC, Type 7 Meters | 2017-12-01 | UNITED
Vector Advanced Metering Services (Australia) Pty Ltd trading as Elect Data Services | 28 098 108 797 | MC - Full MC | 2017-12-01 | VECTORMC

## Dedicated Connection Asset
Registered Participant | ABN | Asset Description | Classification | Effective date
TransGrid Services Pty Ltd As Trustee for TransGrid Services Trust | 94 121 353 950 | Finley Solar Farm Transmission Assets | Small | 2019-07-23
TransGrid Services Pty Ltd As Trustee for TransGrid Services Trust | 94 121 353 950 | Limondale 2 Solar Farm Transmission Assets | Small | 2019-07-23
TransGrid Services Pty Ltd As Trustee for TransGrid Services Trust | 94 121 353 950 | The Clarence Correctional Centre Transmission Assets | Small | 2019-08-27
TransGrid Services Pty Ltd As Trustee for TransGrid Services Trust | 94 121 353 950 | Limondale 1 Solar Farm Transmission Assets | Small | 2019-10-01